## Sheet1
|  | Taotleja nimi |  |  | 1 | 2 | 3 | 4 | 5 | 6 | 7 | 8 | 9 | 10 | 11 | 12 | 13 | 14 | 15 | 16 | 17 | 18 | 19 | 20 | 21 | 22 | 23 | 24 | 25
[5 empty] | 2021-01-01 | 2022-01-01 | 2023-01-01 | 2024-01-01 | 2025-01-01 | 2026-01-01 | 2027-01-01 | 2028-01-01 | 2029-01-01 | 2030-01-01 | 2031-01-01 | 2032-01-01 | 2033-01-01 | 2034-01-01 | 2035-01-01 | 2036-01-01 | 2037-01-01 | 2038-01-01 | 2039-01-01 | 2040-01-01 | 2041-01-01 | 2042-01-01 | 2043-01-01 | 2044-01-01 | 2045-01-01
[5 empty] | 2021-12-31 | 2022-12-31 | 2023-12-31 | 2024-12-31 | 2025-12-31 | 2026-12-31 | 2027-12-31 | 2028-12-31 | 2029-12-31 | 2030-12-31 | 2031-12-31 | 2032-12-31 | 2033-12-31 | 2034-12-31 | 2035-12-31 | 2036-12-31 | 2037-12-31 | 2038-12-31 | 2039-12-31 | 2040-12-31 | 2041-12-31 | 2042-12-31 | 2043-12-31 | 2044-12-31 | 2045-12-31
1 | Projekti ajaperiood
|  | Algus | kuupäev | 2021-01-01
|  | Perioodilisus | kuud | 12
|  | Aastate arv | nr | 25
|  | Lõpp | kuupäev | 2045-12-31
2 | Sektoripõhised eeldused | bar: 2021-12-31
|  | Degradatsiooni määr (tootmismahu vähenemine) | % aastas | 0.5% | 2022-12-31: On eeldatud, et igal aastal väheneb paneelide tootlikus 0,5%
|  | Diskontomäär | % | 5% | 2022-12-31: Põhineb rahvusvaheliste organisatsioonide alusandmetel (IRENA ja IEA)
|  | Maksimaalne tasuvusmäär | % | 1.029% | 2022-12-31: Metoodika järgi arvutatud
|  | Inflatsioonimäär | % | 2% | 2022-12-31: Tegevuskulude aastaseks kasvumääraks oleme seadnud 2%, mis on Euroopa Keskpanga inflatsiooni eesmärgiks Eurotsoonis ning mida tihti võetakse aluseks pikaaegsete prognooside koostamisel
|  | Keskmine brutopalgakasv | % | 6.96%
|  | Aastase toodangu koefitsent 1 kW kohta | % | 93% | 2022-12-31: PVGIS andmete põhjal on eeldus, et üks kW toodab Eestis keskmiselt aastas 930 kWh
|  | Mitu protsenti aastas moodustab OpEx CapExist | % | 2% | 2022-12-31: IRENA-st tulenevalt on Eesti CaPex andmete puhul reaalne eeldada, et aastased tegevuskulud projektidel on 2% algsest CaPex-st
|  | Vahetatava inverteri hind | € | 5000 | 2022-12-31: Maksumus sõltub jaama võimsusest, Arvutustes on arvestatud, et inverteri vahetus toimub 12. aastal peale päikesepaneelide käivitamist
3 | Installatsiooni eluiga | bar: 2021-12-31
|  | Tootmisinstallatsiooni (käitise) eluiga | aastates | 25 | 2022-12-31: IRENA (International Renewable Energy Agency) LCOE arvutustes on eeldatud, et päikeseparkidel on 25 aastane amortisatsiooniperiood
4 | Elektrienergia turuhinna prognoosimine | bar: 2021-12-31
|  | Elektrienergia alghind | €/MWh | 44
|  | Elektrienergia hinna kasvumäär | % | 5%
|  | Prognoositud turuhind | €/MWh |  | 44 | 46.2 | 48.51 | 50.9355 | 53.4823 | 56.1564 | 58.9642 | 61.9124 | 65.008 | 68.2584 | 71.6714 | 75.2549 | 79.0177 | 82.9686 | 87.117 | 91.4728 | 96.0465 | 100.8488 | 105.8912 | 111.1858 | 116.7451 | 122.5824 | 128.7115 | 135.147 | 141.9044
5 | Elektrienergia tootmisega seotud investeeringu kulud (CapEx) |  |  | Kokku | bar: 2021-12-31
|  | Ehitus & projekteerimine | € | 0
|  | Projekti juhtimine | € | 0
|  | Liitumistasu | € | 1000
|  | Tarvikute seadmete ost | € | 40000
|  | Uue maa ost | € | 0
|  | Muud kulud (kirjeldada ning põhjendada) | € | 0
|  | Kokku | € | 41000
6 | Inflatsiooni määrad |  |  | Määra suurus
|  | Inflatsiooni määr 1 |  | 1.02
|  | Keskmine brutopalga kasv |  | 1.0696
|  | Inflatisooni määr 2 |  | 1.04
Inflatisooni määr 3
7 | Elektrienergia tootmisega seotud tegevus- ja hoolduskulud (OpEx) |  |  | Kokku
|  | Kasutatav THI Stsenaarium | Valige stsenaarium | Inflatsiooni määr 1
|  | THI määramise algusperiood | Sisestage periood | 1
|  | Kasutatav THI määr |  | 1.02 | 1 | 1.02 | 1.0404 | 1.0612 | 1.0824 | 1.1041 | 1.1262 | 1.1487 | 1.1717 | 1.1951 | 1.219 | 1.2434 | 1.2682 | 1.2936 | 1.3195 | 1.3459 | 1.3728 | 1.4002 | 1.4282 | 1.4568 | 1.4859 | 1.5157 | 1.546 | 1.5769 | 1.6084 | 0 | 0 | 0 | 0 | 0 | 0 | 0 | 0 | 0 | 0 | 0 | 0 | 0 | 0 | 0 | 0 | 0 | 0 | 0 | 0 | 0
|  | Iga-aastased tegevuskulud (esimesel perioodil) | € | 820
|  | Tootmisüksus 1 | € | 32481.7173 | 820 | 836.4 | 853.128 | 870.1906 | 887.5944 | 905.3463 | 923.4532 | 941.9222 | 960.7607 | 979.9759 | 999.5754 | 7236.4385 | 1039.9583 | 1060.7574 | 1081.9726 | 1103.612 | 1125.6843 | 1148.198 | 1171.1619 | 1194.5852 | 1218.4769 | 1242.8464 | 1267.7033 | 1293.0574 | 1318.9185 | 0 | 0 | 0 | 0 | 0 | 0 | 0 | 0 | 0 | 0 | 0 | 0 | 0 | 0 | 0 | 0 | 0 | 0 | 0 | 0 | 0
8 | Elektrienergia tootmise prognoos |  |  | Kokku | bar: 2021-12-31
|  | Tootmisüksus 1 | kW | 50 | 2021-12-31: Tootmisüksuse algvõimsus
|  | Tootmisüksuste võimsused kokku | kW | 50
|  | Tootmisperioodi algus | Sisestage periood | 1
|  | Kasutatav degradatsiooni määr | % | 0.5% | 1 | 0.995 | 0.99003 | 0.98507 | 0.98015 | 0.97525 | 0.97037 | 0.96552 | 0.96069 | 0.95589 | 0.95111 | 0.94635 | 0.94162 | 0.93691 | 0.93223 | 0.92757 | 0.92293 | 0.91832 | 0.91372 | 0.90916 | 0.90461 | 0.90009 | 0.89559 | 0.89111 | 0.88665 | 0 | 0 | 0 | 0 | 0 | 0 | 0 | 0 | 0 | 0 | 0 | 0 | 0 | 0 | 0 | 0 | 0 | 0 | 0 | 0 | 0
|  | Tootmisüksus 1 | MWh | 1095.3517 | 46.5 | 46.2675 | 46.0362 | 45.806 | 45.577 | 45.3491 | 45.1223 | 44.8967 | 44.6722 | 44.4489 | 44.2266 | 44.0055 | 43.7855 | 43.5665 | 43.3487 | 43.132 | 42.9163 | 42.7017 | 42.4882 | 42.2758 | 42.0644 | 41.8541 | 41.6448 | 41.4366 | 41.2294 | 0 | 0 | 0 | 0 | 0 | 0 | 0 | 0 | 0 | 0 | 0 | 0 | 0 | 0 | 0 | 0 | 0 | 0 | 0 | 0 | 0
|  | Kokku toodetud elektrienergia | MWh | 1095.3517 | 46.5 | 46.2675 | 46.0362 | 45.806 | 45.577 | 45.3491 | 45.1223 | 44.8967 | 44.6722 | 44.4489 | 44.2266 | 44.0055 | 43.7855 | 43.5665 | 43.3487 | 43.132 | 42.9163 | 42.7017 | 42.4882 | 42.2758 | 42.0644 | 41.8541 | 41.6448 | 41.4366 | 41.2294 | 0 | 0 | 0 | 0 | 0 | 0 | 0 | 0 | 0 | 0 | 0 | 0 | 0 | 0 | 0 | 0 | 0 | 0 | 0 | 0 | 0
9 | Projekti tasandatud kulude arvutus |  |  | Kokku
|  | Kokku prognoositud kulud € | € | 73481.7173 | 41820 | 836.4 | 853.128 | 870.1906 | 887.5944 | 905.3463 | 923.4532 | 941.9222 | 960.7607 | 979.9759 | 999.5754 | 7236.4385 | 1039.9583 | 1060.7574 | 1081.9726 | 1103.612 | 1125.6843 | 1148.198 | 1171.1619 | 1194.5852 | 1218.4769 | 1242.8464 | 1267.7033 | 1293.0574 | 1318.9185
|  | Diskontomäär |  |  | 1 | 1.05 | 1.1025 | 1.1576 | 1.2155 | 1.2763 | 1.3401 | 1.4071 | 1.4775 | 1.5513 | 1.6289 | 1.7103 | 1.7959 | 1.8856 | 1.9799 | 2.0789 | 2.1829 | 2.292 | 2.4066 | 2.527 | 2.6533 | 2.786 | 2.9253 | 3.0715 | 3.2251
|  | Kokku diskonteeritud kulud € | € | 59430.4293 | 41820 | 796.5714 | 773.8122 | 751.7033 | 730.2261 | 709.3625 | 689.095 | 669.4066 | 650.2807 | 631.7012 | 613.6526 | 4230.9957 | 579.0877 | 562.5423 | 546.4697 | 530.8563 | 515.6889 | 500.955 | 486.642 | 472.7379 | 459.2311 | 446.1102 | 433.3642 | 420.9824 | 408.9543
|  | Kokku toodetud elektrienergia MWh | MWh | 1095.3517 | 46.5 | 46.2675 | 46.0362 | 45.806 | 45.577 | 45.3491 | 45.1223 | 44.8967 | 44.6722 | 44.4489 | 44.2266 | 44.0055 | 43.7855 | 43.5665 | 43.3487 | 43.132 | 42.9163 | 42.7017 | 42.4882 | 42.2758 | 42.0644 | 41.8541 | 41.6448 | 41.4366 | 41.2294
|  | Diskonteeritud elektrienergia MWh | MWh | 656.4547 | 46.5 | 44.0643 | 41.7562 | 39.5689 | 37.4963 | 35.5322 | 33.671 | 31.9073 | 30.2359 | 28.6521 | 27.1513 | 25.7291 | 24.3814 | 23.1043 | 21.894 | 20.7472 | 19.6605 | 18.6306 | 17.6547 | 16.73 | 15.8536 | 15.0232 | 14.2363 | 13.4906 | 12.7839
|  | Diskonteeritud tasandatud kulu |  | 91.464 | 42250.3278 | 804.7681 | 781.7748 | 759.4384 | 737.7401 | 716.6618 | 696.1858 | 676.2947 | 656.972 | 638.2014 | 619.9671 | 4274.5326 | 585.0465 | 568.3309 | 552.0929 | 536.3188 | 520.9954 | 506.1098 | 491.6495 | 477.6024 | 463.9566 | 450.7007 | 437.8235 | 425.3143 | 413.1625 | #VALUE! | #VALUE! | #VALUE! | #VALUE! | #VALUE! | #VALUE! | #VALUE! | #VALUE! | #VALUE! | #VALUE! | #VALUE! | #VALUE! | #VALUE! | #VALUE! | #VALUE! | #VALUE! | #VALUE! | #VALUE! | #VALUE! | #VALUE! | #VALUE! | #VALUE! | #VALUE! | #VALUE! | #VALUE! | #VALUE! | #VALUE! | #VALUE! | #VALUE! | #VALUE! | #VALUE! | #VALUE! | #VALUE! | #VALUE! | #VALUE! | #VALUE! | #VALUE! | #VALUE! | #VALUE! | #VALUE! | #VALUE! | #VALUE! | #VALUE! | #VALUE! | #VALUE! | #VALUE! | #VALUE! | #VALUE! | #VALUE! | #VALUE! | #VALUE! | #VALUE! | #VALUE! | #VALUE! | #VALUE! | #VALUE! | #VALUE! | #VALUE! | #VALUE! | #VALUE! | #VALUE! | #VALUE! | #VALUE! | #VALUE! | #VALUE! | #VALUE! | #VALUE! | #VALUE! | #VALUE! | #VALUE! | #VALUE! | #VALUE! | #VALUE! | #VALUE! | #VALUE! | #VALUE! | #VALUE! | #VALUE! | #VALUE! | #VALUE! | #VALUE! | #VALUE! | #VALUE! | #VALUE! | #VALUE! | #VALUE! | #VALUE! | #VALUE! | #VALUE! | #VALUE! | #VALUE! | #VALUE! | #VALUE! | #VALUE! | #VALUE! | #VALUE! | #VALUE! | #VALUE! | #VALUE! | #VALUE! | #VALUE! | #VALUE! | #VALUE! | #VALUE! | #VALUE! | #VALUE! | #VALUE! | #VALUE! | #VALUE! | #VALUE! | #VALUE! | #VALUE! | #VALUE! | #VALUE! | #VALUE! | #VALUE! | #VALUE! | #VALUE! | #VALUE! | #VALUE! | #VALUE! | #VALUE! | #VALUE! | #VALUE! | #VALUE! | #VALUE! | #VALUE! | #VALUE! | #VALUE! | #VALUE! | #VALUE! | #VALUE! | #VALUE! | #VALUE! | #VALUE! | #VALUE! | #VALUE! | #VALUE! | #VALUE! | #VALUE! | #VALUE! | #VALUE! | #VALUE! | #VALUE! | #VALUE! | #VALUE! | #VALUE! | #VALUE! | #VALUE! | #VALUE! | #VALUE! | #VALUE! | #VALUE! | #VALUE! | #VALUE! | #VALUE! | #VALUE! | #VALUE! | #VALUE! | #VALUE! | #VALUE! | #VALUE! | #VALUE! | #VALUE! | #VALUE! | #VALUE! | #VALUE! | #VALUE! | #VALUE! | #VALUE! | #VALUE! | #VALUE! | #VALUE! | #VALUE! | #VALUE! | #VALUE! | #VALUE! | #VALUE! | #VALUE! | #VALUE! | #VALUE! | #VALUE! | #VALUE! | #VALUE! | #VALUE! | #VALUE! | #VALUE! | #VALUE! | #VALUE! | #VALUE! | #VALUE! | #VALUE! | #VALUE! | #VALUE! | #VALUE! | #VALUE! | #VALUE! | #VALUE! | #VALUE! | #VALUE! | #VALUE! | #VALUE! | #VALUE! | #VALUE! | #VALUE! | #VALUE! | #VALUE! | #VALUE! | #VALUE! | #VALUE! | #VALUE! | #VALUE! | #VALUE! | #VALUE! | #VALUE! | #VALUE! | #VALUE! | #VALUE! | #VALUE! | #VALUE! | #VALUE! | #VALUE! | #VALUE! | #VALUE! | #VALUE! | #VALUE! | #VALUE! | #VALUE! | #VALUE! | #VALUE! | #VALUE! | #VALUE! | #VALUE! | #VALUE! | #VALUE! | #VALUE! | #VALUE! | #VALUE! | #VALUE! | #VALUE! | #VALUE! | #VALUE! | #VALUE! | #VALUE! | #VALUE! | #VALUE! | #VALUE! | #VALUE! | #VALUE! | #VALUE! | #VALUE! | #VALUE! | #VALUE! | #VALUE! | #VALUE! | #VALUE! | #VALUE! | #VALUE! | #VALUE! | #VALUE! | #VALUE! | #VALUE! | #VALUE! | #VALUE! | #VALUE! | #VALUE! | #VALUE! | #VALUE! | #VALUE! | #VALUE! | #VALUE! | #VALUE! | #VALUE! | #VALUE! | #VALUE! | #VALUE! | #VALUE! | #VALUE! | #VALUE! | #VALUE! | #VALUE! | #VALUE! | #VALUE! | #VALUE! | #VALUE! | #VALUE! | #VALUE! | #VALUE! | #VALUE! | #VALUE! | #VALUE! | #VALUE! | #VALUE! | #VALUE! | #VALUE! | #VALUE! | #VALUE! | #VALUE! | #VALUE! | #VALUE! | #VALUE! | #VALUE! | #VALUE! | #VALUE! | #VALUE! | #VALUE! | #VALUE! | #VALUE! | #VALUE! | #VALUE! | #VALUE! | #VALUE! | #VALUE! | #VALUE! | #VALUE! | #VALUE! | #VALUE! | #VALUE! | #VALUE! | #VALUE! | #VALUE! | #VALUE! | #VALUE! | #VALUE! | #VALUE! | #VALUE! | #VALUE! | #VALUE! | #VALUE! | #VALUE! | #VALUE! | #VALUE! | #VALUE! | #VALUE! | #VALUE! | #VALUE! | #VALUE! | #VALUE! | #VALUE! | #VALUE! | #VALUE! | #VALUE! | #VALUE! | #VALUE! | #VALUE! | #VALUE! | #VALUE! | #VALUE! | #VALUE! | #VALUE! | #VALUE! | #VALUE! | #VALUE! | #VALUE! | #VALUE! | #VALUE! | #VALUE! | #VALUE! | #VALUE! | #VALUE! | #VALUE! | #VALUE! | #VALUE! | #VALUE! | #VALUE! | #VALUE! | #VALUE! | #VALUE! | #VALUE! | #VALUE! | #VALUE! | #VALUE! | #VALUE! | #VALUE! | #VALUE! | #VALUE! | #VALUE! | #VALUE! | #VALUE! | #VALUE! | #VALUE! | #VALUE! | #VALUE! | #VALUE! | #VALUE! | #VALUE! | #VALUE! | #VALUE! | #VALUE! | #VALUE! | #VALUE! | #VALUE! | #VALUE! | #VALUE! | #VALUE! | #VALUE! | #VALUE! | #VALUE! | #VALUE! | #VALUE! | #VALUE! | #VALUE! | #VALUE! | #VALUE! | #VALUE! | #VALUE! | #VALUE! | #VALUE! | #VALUE! | #VALUE! | #VALUE! | #VALUE! | #VALUE! | #VALUE! | #VALUE! | #VALUE! | #VALUE! | #VALUE! | #VALUE! | #VALUE! | #VALUE! | #VALUE! | #VALUE! | #VALUE! | #VALUE! | #VALUE! | #VALUE! | #VALUE! | #VALUE! | #VALUE! | #VALUE! | #VALUE! | #VALUE! | #VALUE! | #VALUE! | #VALUE! | #VALUE! | #VALUE! | #VALUE! | #VALUE! | #VALUE! | #VALUE! | #VALUE! | #VALUE! | #VALUE! | #VALUE! | #VALUE! | #VALUE! | #VALUE! | #VALUE! | #VALUE! | #VALUE! | #VALUE! | #VALUE! | #VALUE! | #VALUE! | #VALUE! | #VALUE! | #VALUE! | #VALUE! | #VALUE! | #VALUE! | #VALUE! | #VALUE! | #VALUE! | #VALUE! | #VALUE! | #VALUE! | #VALUE! | #VALUE! | #VALUE! | #VALUE! | #VALUE! | #VALUE! | #VALUE! | #VALUE! | #VALUE! | #VALUE! | #VALUE! | #VALUE! | #VALUE! | #VALUE! | #VALUE! | #VALUE! | #VALUE! | #VALUE! | #VALUE! | #VALUE! | #VALUE! | #VALUE! | #VALUE! | #VALUE! | #VALUE! | #VALUE! | #VALUE! | #VALUE! | #VALUE! | #VALUE! | #VALUE! | #VALUE! | #VALUE! | #VALUE! | #VALUE! | #VALUE! | #VALUE! | #VALUE! | #VALUE! | #VALUE! | #VALUE! | #VALUE! | #VALUE! | #VALUE! | #VALUE! | #VALUE! | #VALUE! | #VALUE! | #VALUE! | #VALUE! | #VALUE! | #VALUE! | #VALUE! | #VALUE! | #VALUE! | #VALUE! | #VALUE! | #VALUE! | #VALUE! | #VALUE! | #VALUE! | #VALUE! | #VALUE! | #VALUE! | #VALUE! | #VALUE! | #VALUE! | #VALUE! | #VALUE! | #VALUE! | #VALUE! | #VALUE! | #VALUE! | #VALUE! | #VALUE! | #VALUE! | #VALUE! | #VALUE! | #VALUE! | #VALUE! | #VALUE! | #VALUE! | #VALUE! | #VALUE! | #VALUE! | #VALUE! | #VALUE! | #VALUE! | #VALUE! | #VALUE! | #VALUE! | #VALUE! | #VALUE! | #VALUE! | #VALUE! | #VALUE! | #VALUE! | #VALUE! | #VALUE! | #VALUE! | #VALUE! | #VALUE! | #VALUE! | #VALUE! | #VALUE! | #VALUE! | #VALUE! | #VALUE! | #VALUE! | #VALUE! | #VALUE! | #VALUE! | #VALUE! | #VALUE! | #VALUE! | #VALUE! | #VALUE! | #VALUE! | #VALUE! | #VALUE! | #VALUE! | #VALUE! | #VALUE! | #VALUE! | #VALUE! | #VALUE! | #VALUE! | #VALUE! | #VALUE! | #VALUE! | #VALUE! | #VALUE! | #VALUE! | #VALUE! | #VALUE! | #VALUE! | #VALUE! | #VALUE! | #VALUE! | #VALUE! | #VALUE! | #VALUE! | #VALUE! | #VALUE! | #VALUE! | #VALUE! | #VALUE! | #VALUE! | #VALUE! | #VALUE! | #VALUE! | #VALUE! | #VALUE! | #VALUE! | #VALUE! | #VALUE! | #VALUE! | #VALUE! | #VALUE! | #VALUE! | #VALUE! | #VALUE! | #VALUE! | #VALUE! | #VALUE! | #VALUE! | #VALUE! | #VALUE! | #VALUE! | #VALUE! | #VALUE! | #VALUE! | #VALUE! | #VALUE! | #VALUE! | #VALUE! | #VALUE! | #VALUE! | #VALUE! | #VALUE! | #VALUE! | #VALUE! | #VALUE! | #VALUE! | #VALUE! | #VALUE! | #VALUE! | #VALUE! | #VALUE! | #VALUE! | #VALUE! | #VALUE! | #VALUE! | #VALUE! | #VALUE! | #VALUE! | #VALUE! | #VALUE! | #VALUE! | #VALUE! | #VALUE! | #VALUE! | #VALUE! | #VALUE! | #VALUE! | #VALUE! | #VALUE! | #VALUE! | #VALUE! | #VALUE! | #VALUE! | #VALUE! | #VALUE! | #VALUE! | #VALUE! | #VALUE! | #VALUE! | #VALUE! | #VALUE! | #VALUE! | #VALUE! | #VALUE! | #VALUE! | #VALUE! | #VALUE! | #VALUE! | #VALUE! | #VALUE! | #VALUE! | #VALUE! | #VALUE! | #VALUE! | #VALUE! | #VALUE! | #VALUE! | #VALUE! | #VALUE! | #VALUE! | #VALUE! | #VALUE! | #VALUE! | #VALUE! | #VALUE! | #VALUE! | #VALUE! | #VALUE! | #VALUE! | #VALUE! | #VALUE! | #VALUE! | #VALUE! | #VALUE! | #VALUE! | #VALUE! | #VALUE! | #VALUE! | #VALUE! | #VALUE! | #VALUE! | #VALUE! | #VALUE! | #VALUE! | #VALUE! | #VALUE! | #VALUE! | #VALUE! | #VALUE! | #VALUE! | #VALUE! | #VALUE! | #VALUE! | #VALUE! | #VALUE! | #VALUE! | #VALUE! | #VALUE! | #VALUE! | #VALUE! | #VALUE! | #VALUE! | #VALUE! | #VALUE! | #VALUE! | #VALUE! | #VALUE! | #VALUE! | #VALUE! | #VALUE! | #VALUE! | #VALUE! | #VALUE! | #VALUE! | #VALUE! | #VALUE! | #VALUE! | #VALUE! | #VALUE! | #VALUE! | #VALUE! | #VALUE! | #VALUE! | #VALUE! | #VALUE! | #VALUE! | #VALUE! | #VALUE! | #VALUE! | #VALUE! | #VALUE! | #VALUE! | #VALUE! | #VALUE! | #VALUE! | #VALUE! | #VALUE! | #VALUE! | #VALUE! | #VALUE! | #VALUE! | #VALUE! | #VALUE! | #VALUE! | #VALUE! | #VALUE! | #VALUE! | #VALUE! | #VALUE! | #VALUE! | #VALUE! | #VALUE! | #VALUE! | #VALUE! | #VALUE! | #VALUE! | #VALUE! | #VALUE! | #VALUE! | #VALUE! | #VALUE! | #VALUE! | #VALUE! | #VALUE! | #VALUE! | #VALUE! | #VALUE! | #VALUE! | #VALUE! | #VALUE! | #VALUE! | #VALUE! | #VALUE! | #VALUE! | #VALUE! | #VALUE! | #VALUE! | #VALUE! | #VALUE! | #VALUE! | #VALUE! | #VALUE! | #VALUE! | #VALUE! | #VALUE! | #VALUE! | #VALUE! | #VALUE! | #VALUE! | #VALUE! | #VALUE! | #VALUE! | #VALUE! | #VALUE! | #VALUE! | #VALUE! | #VALUE! | #VALUE! | #VALUE! | #VALUE! | #VALUE! | #VALUE! | #VALUE! | #VALUE! | #VALUE! | #VALUE! | #VALUE! | #VALUE! | #VALUE! | #VALUE! | #VALUE! | #VALUE! | #VALUE! | #VALUE! | #VALUE! | #VALUE! | #VALUE! | #VALUE! | #VALUE! | #VALUE! | #VALUE! | #VALUE! | #VALUE! | #VALUE! | #VALUE! | #VALUE! | #VALUE! | #VALUE! | #VALUE! | #VALUE! | #VALUE! | #VALUE! | #VALUE! | #VALUE! | #VALUE! | #VALUE! | #VALUE! | #VALUE! | #VALUE! | #VALUE! | #VALUE! | #VALUE! | #VALUE! | #VALUE! | #VALUE! | #VALUE! | #VALUE! | #VALUE! | #VALUE! | #VALUE! | #VALUE! | #VALUE! | #VALUE! | #VALUE! | #VALUE! | #VALUE! | #VALUE! | #VALUE! | #VALUE! | #VALUE! | #VALUE! | #VALUE! | #VALUE! | #VALUE! | #VALUE! | #VALUE! | #VALUE! | #VALUE! | #VALUE! | #VALUE! | #VALUE! | #VALUE! | #VALUE! | #VALUE! | #VALUE! | #VALUE! | #VALUE! | #VALUE! | #VALUE! | #VALUE! | #VALUE! | #VALUE! | #VALUE! | #VALUE! | #VALUE! | #VALUE! | #VALUE! | #VALUE! | #VALUE! | #VALUE! | #VALUE! | #VALUE! | #VALUE! | #VALUE! | #VALUE! | #VALUE! | #VALUE! | #VALUE! | #VALUE! | #VALUE! | #VALUE! | #VALUE! | #VALUE! | #VALUE! | #VALUE! | #VALUE! | #VALUE! | #VALUE! | #VALUE! | #VALUE! | #VALUE! | #VALUE! | #VALUE! | #VALUE! | #VALUE! | #VALUE! | #VALUE! | #VALUE! | #VALUE! | #VALUE! | #VALUE! | #VALUE! | #VALUE! | #VALUE! | #VALUE! | #VALUE! | #VALUE! | #VALUE! | #VALUE! | #VALUE! | #VALUE! | #VALUE! | #VALUE! | #VALUE! | #VALUE! | #VALUE! | #VALUE! | #VALUE! | #VALUE! | #VALUE! | #VALUE! | #VALUE! | #VALUE! | #VALUE! | #VALUE! | #VALUE! | #VALUE! | #VALUE! | #VALUE! | #VALUE! | #VALUE! | #VALUE! | #VALUE! | #VALUE! | #VALUE! | #VALUE! | #VALUE! | #VALUE! | #VALUE! | #VALUE! | #VALUE! | #VALUE! | #VALUE! | #VALUE! | #VALUE! | #VALUE! | #VALUE! | #VALUE! | #VALUE! | #VALUE! | #VALUE! | #VALUE! | #VALUE! | #VALUE! | #VALUE! | #VALUE! | #VALUE! | #VALUE! | #VALUE! | #VALUE! | #VALUE! | #VALUE! | #VALUE! | #VALUE! | #VALUE! | #VALUE! | #VALUE! | #VALUE! | #VALUE! | #VALUE! | #VALUE! | #VALUE! | #VALUE! | #VALUE! | #VALUE! | #VALUE! | #VALUE! | #VALUE! | #VALUE! | #VALUE! | #VALUE! | #VALUE! | #VALUE! | #VALUE! | #VALUE! | #VALUE! | #VALUE! | #VALUE! | #VALUE! | #VALUE! | #VALUE! | #VALUE! | #VALUE! | #VALUE! | #VALUE! | #VALUE! | #VALUE! | #VALUE! | #VALUE! | #VALUE! | #VALUE! | #VALUE! | #VALUE! | #VALUE! | #VALUE! | #VALUE! | #VALUE! | #VALUE! | #VALUE! | #VALUE! | #VALUE! | #VALUE! | #VALUE! | #VALUE! | #VALUE! | #VALUE! | #VALUE! | #VALUE! | #VALUE! | #VALUE! | #VALUE! | #VALUE! | #VALUE! | #VALUE! | #VALUE! | #VALUE! | #VALUE! | #VALUE! | #VALUE! | #VALUE! | #VALUE! | #VALUE! | #VALUE! | #VALUE! | #VALUE! | #VALUE! | #VALUE! | #VALUE! | #VALUE! | #VALUE! | #VALUE! | #VALUE! | #VALUE! | #VALUE! | #VALUE! | #VALUE! | #VALUE! | #VALUE! | #VALUE! | #VALUE! | #VALUE! | #VALUE! | #VALUE! | #VALUE! | #VALUE! | #VALUE! | #VALUE! | #VALUE! | #VALUE! | #VALUE! | #VALUE! | #VALUE! | #VALUE! | #VALUE! | #VALUE! | #VALUE! | #VALUE! | #VALUE! | #VALUE! | #VALUE! | #VALUE! | #VALUE! | #VALUE! | #VALUE! | #VALUE! | #VALUE! | #VALUE! | #VALUE! | #VALUE! | #VALUE! | #VALUE! | #VALUE! | #VALUE! | #VALUE! | #VALUE! | #VALUE! | #VALUE! | #VALUE! | #VALUE! | #VALUE! | #VALUE! | #VALUE! | #VALUE! | #VALUE! | #VALUE! | #VALUE! | #VALUE! | #VALUE! | #VALUE! | #VALUE! | #VALUE! | #VALUE! | #VALUE! | #VALUE! | #VALUE! | #VALUE! | #VALUE! | #VALUE! | #VALUE! | #VALUE! | #VALUE! | #VALUE! | #VALUE! | #VALUE! | #VALUE! | #VALUE! | #VALUE! | #VALUE! | #VALUE! | #VALUE! | #VALUE! | #VALUE! | #VALUE! | #VALUE! | #VALUE! | #VALUE! | #VALUE! | #VALUE! | #VALUE! | #VALUE! | #VALUE! | #VALUE! | #VALUE! | #VALUE! | #VALUE! | #VALUE! | #VALUE! | #VALUE! | #VALUE! | #VALUE! | #VALUE! | #VALUE! | #VALUE! | #VALUE! | #VALUE! | #VALUE! | #VALUE! | #VALUE! | #VALUE! | #VALUE! | #VALUE! | #VALUE! | #VALUE! | #VALUE! | #VALUE! | #VALUE! | #VALUE! | #VALUE! | #VALUE! | #VALUE! | #VALUE! | #VALUE! | #VALUE! | #VALUE! | #VALUE! | #VALUE! | #VALUE! | #VALUE! | #VALUE! | #VALUE! | #VALUE! | #VALUE! | #VALUE! | #VALUE! | #VALUE! | #VALUE! | #VALUE! | #VALUE! | #VALUE! | #VALUE! | #VALUE! | #VALUE! | #VALUE! | #VALUE! | #VALUE! | #VALUE! | #VALUE! | #VALUE! | #VALUE! | #VALUE! | #VALUE! | #VALUE! | #VALUE! | #VALUE! | #VALUE! | #VALUE! | #VALUE! | #VALUE! | #VALUE! | #VALUE! | #VALUE! | #VALUE! | #VALUE! | #VALUE! | #VALUE! | #VALUE! | #VALUE! | #VALUE! | #VALUE! | #VALUE! | #VALUE! | #VALUE! | #VALUE! | #VALUE! | #VALUE! | #VALUE! | #VALUE! | #VALUE! | #VALUE! | #VALUE! | #VALUE! | #VALUE! | #VALUE! | #VALUE! | #VALUE! | #VALUE! | #VALUE! | #VALUE! | #VALUE! | #VALUE! | #VALUE! | #VALUE! | #VALUE! | #VALUE! | #VALUE! | #VALUE! | #VALUE! | #VALUE! | #VALUE! | #VALUE! | #VALUE! | #VALUE! | #VALUE! | #VALUE! | #VALUE! | #VALUE! | #VALUE! | #VALUE! | #VALUE! | #VALUE! | #VALUE! | #VALUE! | #VALUE! | #VALUE! | #VALUE! | #VALUE! | #VALUE! | #VALUE! | #VALUE! | #VALUE! | #VALUE! | #VALUE! | #VALUE! | #VALUE! | #VALUE! | #VALUE! | #VALUE! | #VALUE! | #VALUE! | #VALUE! | #VALUE! | #VALUE! | #VALUE! | #VALUE! | #VALUE! | #VALUE! | #VALUE! | #VALUE! | #VALUE! | #VALUE! | #VALUE! | #VALUE! | #VALUE! | #VALUE! | #VALUE! | #VALUE! | #VALUE! | #VALUE! | #VALUE! | #VALUE! | #VALUE! | #VALUE! | #VALUE! | #VALUE! | #VALUE! | #VALUE! | #VALUE! | #VALUE! | #VALUE! | #VALUE! | #VALUE! | #VALUE! | #VALUE! | #VALUE! | #VALUE! | #VALUE! | #VALUE! | #VALUE! | #VALUE! | #VALUE! | #VALUE! | #VALUE! | #VALUE! | #VALUE! | #VALUE! | #VALUE! | #VALUE! | #VALUE! | #VALUE! | #VALUE! | #VALUE! | #VALUE! | #VALUE! | #VALUE! | #VALUE! | #VALUE! | #VALUE! | #VALUE! | #VALUE! | #VALUE! | #VALUE! | #VALUE! | #VALUE! | #VALUE! | #VALUE! | #VALUE! | #VALUE! | #VALUE! | #VALUE! | #VALUE! | #VALUE! | #VALUE! | #VALUE! | #VALUE! | #VALUE! | #VALUE! | #VALUE! | #VALUE! | #VALUE! | #VALUE! | #VALUE! | #VALUE! | #VALUE! | #VALUE! | #VALUE! | #VALUE! | #VALUE! | #VALUE! | #VALUE! | #VALUE! | #VALUE! | #VALUE! | #VALUE! | #VALUE! | #VALUE! | #VALUE! | #VALUE! | #VALUE! | #VALUE! | #VALUE! | #VALUE! | #VALUE! | #VALUE! | #VALUE! | #VALUE! | #VALUE! | #VALUE! | #VALUE! | #VALUE! | #VALUE! | #VALUE! | #VALUE! | #VALUE! | #VALUE! | #VALUE! | #VALUE! | #VALUE! | #VALUE! | #VALUE! | #VALUE! | #VALUE! | #VALUE! | #VALUE! | #VALUE! | #VALUE! | #VALUE! | #VALUE! | #VALUE! | #VALUE! | #VALUE! | #VALUE! | #VALUE! | #VALUE! | #VALUE! | #VALUE! | #VALUE! | #VALUE! | #VALUE! | #VALUE! | #VALUE! | #VALUE! | #VALUE! | #VALUE! | #VALUE! | #VALUE! | #VALUE! | #VALUE! | #VALUE! | #VALUE! | #VALUE! | #VALUE! | #VALUE! | #VALUE! | #VALUE! | #VALUE! | #VALUE! | #VALUE! | #VALUE! | #VALUE! | #VALUE! | #VALUE! | #VALUE! | #VALUE! | #VALUE! | #VALUE! | #VALUE! | #VALUE! | #VALUE! | #VALUE! | #VALUE! | #VALUE! | #VALUE! | #VALUE! | #VALUE! | #VALUE! | #VALUE! | #VALUE! | #VALUE! | #VALUE! | #VALUE! | #VALUE! | #VALUE! | #VALUE! | #VALUE! | #VALUE! | #VALUE! | #VALUE! | #VALUE! | #VALUE! | #VALUE! | #VALUE! | #VALUE! | #VALUE! | #VALUE! | #VALUE! | #VALUE! | #VALUE! | #VALUE! | #VALUE! | #VALUE! | #VALUE! | #VALUE! | #VALUE! | #VALUE! | #VALUE! | #VALUE! | #VALUE! | #VALUE! | #VALUE! | #VALUE! | #VALUE! | #VALUE! | #VALUE! | #VALUE! | #VALUE! | #VALUE! | #VALUE! | #VALUE! | #VALUE! | #VALUE! | #VALUE! | #VALUE! | #VALUE! | #VALUE! | #VALUE! | #VALUE! | #VALUE! | #VALUE! | #VALUE! | #VALUE! | #VALUE! | #VALUE! | #VALUE! | #VALUE! | #VALUE! | #VALUE! | #VALUE! | #VALUE! | #VALUE! | #VALUE! | #VALUE! | #VALUE! | #VALUE! | #VALUE! | #VALUE! | #VALUE! | #VALUE! | #VALUE! | #VALUE! | #VALUE! | #VALUE! | #VALUE! | #VALUE! | #VALUE! | #VALUE! | #VALUE! | #VALUE! | #VALUE! | #VALUE! | #VALUE! | #VALUE! | #VALUE! | #VALUE! | #VALUE! | #VALUE! | #VALUE! | #VALUE! | #VALUE! | #VALUE! | #VALUE! | #VALUE! | #VALUE! | #VALUE! | #VALUE! | #VALUE! | #VALUE! | #VALUE! | #VALUE! | #VALUE! | #VALUE! | #VALUE! | #VALUE! | #VALUE! | #VALUE! | #VALUE! | #VALUE! | #VALUE! | #VALUE! | #VALUE! | #VALUE! | #VALUE! | #VALUE! | #VALUE! | #VALUE! | #VALUE! | #VALUE! | #VALUE! | #VALUE! | #VALUE! | #VALUE! | #VALUE! | #VALUE! | #VALUE! | #VALUE! | #VALUE! | #VALUE! | #VALUE! | #VALUE! | #VALUE! | #VALUE! | #VALUE! | #VALUE! | #VALUE! | #VALUE! | #VALUE! | #VALUE! | #VALUE! | #VALUE! | #VALUE! | #VALUE! | #VALUE! | #VALUE! | #VALUE! | #VALUE! | #VALUE! | #VALUE! | #VALUE! | #VALUE! | #VALUE! | #VALUE! | #VALUE! | #VALUE! | #VALUE! | #VALUE! | #VALUE! | #VALUE! | #VALUE! | #VALUE! | #VALUE! | #VALUE! | #VALUE! | #VALUE! | #VALUE! | #VALUE! | #VALUE! | #VALUE! | #VALUE! | #VALUE! | #VALUE! | #VALUE! | #VALUE! | #VALUE! | #VALUE! | #VALUE! | #VALUE! | #VALUE! | #VALUE! | #VALUE! | #VALUE! | #VALUE! | #VALUE! | #VALUE! | #VALUE! | #VALUE! | #VALUE! | #VALUE! | #VALUE! | #VALUE! | #VALUE! | #VALUE! | #VALUE! | #VALUE! | #VALUE! | #VALUE! | #VALUE! | #VALUE! | #VALUE! | #VALUE! | #VALUE! | #VALUE! | #VALUE! | #VALUE! | #VALUE! | #VALUE! | #VALUE! | #VALUE! | #VALUE! | #VALUE! | #VALUE! | #VALUE! | #VALUE! | #VALUE! | #VALUE! | #VALUE! | #VALUE! | #VALUE! | #VALUE! | #VALUE! | #VALUE! | #VALUE! | #VALUE! | #VALUE! | #VALUE! | #VALUE! | #VALUE! | #VALUE! | #VALUE! | #VALUE! | #VALUE! | #VALUE! | #VALUE! | #VALUE! | #VALUE! | #VALUE! | #VALUE! | #VALUE! | #VALUE! | #VALUE! | #VALUE! | #VALUE! | #VALUE! | #VALUE! | #VALUE! | #VALUE! | #VALUE! | #VALUE! | #VALUE! | #VALUE! | #VALUE! | #VALUE! | #VALUE! | #VALUE! | #VALUE! | #VALUE! | #VALUE! | #VALUE! | #VALUE! | #VALUE! | #VALUE! | #VALUE! | #VALUE! | #VALUE! | #VALUE! | #VALUE! | #VALUE! | #VALUE! | #VALUE! | #VALUE! | #VALUE! | #VALUE! | #VALUE! | #VALUE! | #VALUE! | #VALUE! | #VALUE! | #VALUE! | #VALUE! | #VALUE! | #VALUE! | #VALUE! | #VALUE! | #VALUE! | #VALUE! | #VALUE! | #VALUE! | #VALUE! | #VALUE! | #VALUE! | #VALUE! | #VALUE! | #VALUE! | #VALUE! | #VALUE! | #VALUE! | #VALUE! | #VALUE! | #VALUE! | #VALUE! | #VALUE! | #VALUE! | #VALUE! | #VALUE! | #VALUE! | #VALUE! | #VALUE! | #VALUE! | #VALUE! | #VALUE! | #VALUE! | #VALUE! | #VALUE! | #VALUE! | #VALUE! | #VALUE! | #VALUE! | #VALUE! | #VALUE! | #VALUE! | #VALUE! | #VALUE! | #VALUE! | #VALUE! | #VALUE! | #VALUE! | #VALUE! | #VALUE! | #VALUE! | #VALUE! | #VALUE! | #VALUE! | #VALUE! | #VALUE! | #VALUE! | #VALUE! | #VALUE! | #VALUE! | #VALUE! | #VALUE! | #VALUE! | #VALUE! | #VALUE! | #VALUE! | #VALUE! | #VALUE! | #VALUE! | #VALUE! | #VALUE! | #VALUE! | #VALUE! | #VALUE! | #VALUE! | #VALUE! | #VALUE! | #VALUE! | #VALUE! | #VALUE! | #VALUE! | #VALUE! | #VALUE! | #VALUE! | #VALUE! | #VALUE! | #VALUE! | #VALUE! | #VALUE! | #VALUE! | #VALUE! | #VALUE! | #VALUE! | #VALUE! | #VALUE! | #VALUE! | #VALUE! | #VALUE! | #VALUE! | #VALUE! | #VALUE! | #VALUE! | #VALUE! | #VALUE! | #VALUE! | #VALUE! | #VALUE! | #VALUE! | #VALUE! | #VALUE! | #VALUE! | #VALUE! | #VALUE! | #VALUE! | #VALUE! | #VALUE! | #VALUE! | #VALUE! | #VALUE! | #VALUE! | #VALUE! | #VALUE! | #VALUE! | #VALUE! | #VALUE! | #VALUE! | #VALUE! | #VALUE! | #VALUE! | #VALUE! | #VALUE! | #VALUE! | #VALUE! | #VALUE! | #VALUE! | #VALUE! | #VALUE! | #VALUE! | #VALUE! | #VALUE! | #VALUE! | #VALUE! | #VALUE! | #VALUE! | #VALUE! | #VALUE! | #VALUE! | #VALUE! | #VALUE! | #VALUE! | #VALUE! | #VALUE! | #VALUE! | #VALUE! | #VALUE! | #VALUE! | #VALUE! | #VALUE! | #VALUE! | #VALUE! | #VALUE! | #VALUE! | #VALUE! | #VALUE! | #VALUE! | #VALUE! | #VALUE! | #VALUE! | #VALUE! | #VALUE! | #VALUE! | #VALUE! | #VALUE! | #VALUE! | #VALUE! | #VALUE! | #VALUE! | #VALUE! | #VALUE! | #VALUE! | #VALUE! | #VALUE! | #VALUE! | #VALUE! | #VALUE! | #VALUE! | #VALUE! | #VALUE! | #VALUE! | #VALUE! | #VALUE! | #VALUE! | #VALUE! | #VALUE! | #VALUE! | #VALUE! | #VALUE! | #VALUE! | #VALUE! | #VALUE! | #VALUE! | #VALUE! | #VALUE! | #VALUE! | #VALUE! | #VALUE! | #VALUE! | #VALUE! | #VALUE! | #VALUE! | #VALUE! | #VALUE! | #VALUE! | #VALUE! | #VALUE! | #VALUE! | #VALUE! | #VALUE! | #VALUE! | #VALUE! | #VALUE! | #VALUE! | #VALUE! | #VALUE! | #VALUE! | #VALUE! | #VALUE! | #VALUE! | #VALUE! | #VALUE! | #VALUE! | #VALUE! | #VALUE! | #VALUE! | #VALUE! | #VALUE! | #VALUE! | #VALUE! | #VALUE! | #VALUE! | #VALUE! | #VALUE! | #VALUE! | #VALUE! | #VALUE! | #VALUE! | #VALUE! | #VALUE! | #VALUE! | #VALUE! | #VALUE! | #VALUE! | #VALUE! | #VALUE! | #VALUE! | #VALUE! | #VALUE! | #VALUE! | #VALUE! | #VALUE! | #VALUE! | #VALUE! | #VALUE! | #VALUE! | #VALUE! | #VALUE! | #VALUE! | #VALUE! | #VALUE! | #VALUE! | #VALUE! | #VALUE! | #VALUE! | #VALUE! | #VALUE! | #VALUE! | #VALUE! | #VALUE! | #VALUE! | #VALUE! | #VALUE! | #VALUE! | #VALUE! | #VALUE! | #VALUE! | #VALUE! | #VALUE! | #VALUE! | #VALUE! | #VALUE! | #VALUE! | #VALUE! | #VALUE! | #VALUE! | #VALUE! | #VALUE! | #VALUE! | #VALUE! | #VALUE! | #VALUE! | #VALUE! | #VALUE! | #VALUE! | #VALUE! | #VALUE! | #VALUE! | #VALUE! | #VALUE! | #VALUE! | #VALUE! | #VALUE! | #VALUE! | #VALUE! | #VALUE! | #VALUE! | #VALUE! | #VALUE! | #VALUE! | #VALUE! | #VALUE! | #VALUE! | #VALUE! | #VALUE! | #VALUE! | #VALUE! | #VALUE! | #VALUE! | #VALUE! | #VALUE! | #VALUE! | #VALUE! | #VALUE! | #VALUE! | #VALUE! | #VALUE! | #VALUE! | #VALUE! | #VALUE! | #VALUE! | #VALUE! | #VALUE! | #VALUE! | #VALUE! | #VALUE! | #VALUE! | #VALUE! | #VALUE! | #VALUE! | #VALUE! | #VALUE! | #VALUE! | #VALUE! | #VALUE! | #VALUE! | #VALUE! | #VALUE! | #VALUE! | #VALUE! | #VALUE! | #VALUE! | #VALUE! | #VALUE! | #VALUE! | #VALUE! | #VALUE! | #VALUE! | #VALUE! | #VALUE! | #VALUE! | #VALUE! | #VALUE! | #VALUE! | #VALUE! | #VALUE! | #VALUE! | #VALUE! | #VALUE! | #VALUE! | #VALUE! | #VALUE! | #VALUE! | #VALUE! | #VALUE! | #VALUE! | #VALUE! | #VALUE! | #VALUE! | #VALUE! | #VALUE! | #VALUE! | #VALUE! | #VALUE! | #VALUE! | #VALUE! | #VALUE! | #VALUE! | #VALUE! | #VALUE! | #VALUE! | #VALUE! | #VALUE! | #VALUE! | #VALUE! | #VALUE! | #VALUE! | #VALUE! | #VALUE! | #VALUE! | #VALUE! | #VALUE! | #VALUE! | #VALUE! | #VALUE! | #VALUE! | #VALUE! | #VALUE! | #VALUE! | #VALUE! | #VALUE! | #VALUE! | #VALUE! | #VALUE! | #VALUE! | #VALUE! | #VALUE! | #VALUE! | #VALUE! | #VALUE! | #VALUE! | #VALUE! | #VALUE! | #VALUE! | #VALUE! | #VALUE! | #VALUE! | #VALUE! | #VALUE! | #VALUE! | #VALUE! | #VALUE! | #VALUE! | #VALUE! | #VALUE! | #VALUE! | #VALUE! | #VALUE! | #VALUE! | #VALUE! | #VALUE! | #VALUE! | #VALUE! | #VALUE! | #VALUE! | #VALUE! | #VALUE! | #VALUE! | #VALUE! | #VALUE! | #VALUE! | #VALUE! | #VALUE! | #VALUE! | #VALUE! | #VALUE! | #VALUE! | #VALUE! | #VALUE! | #VALUE! | #VALUE! | #VALUE! | #VALUE! | #VALUE! | #VALUE! | #VALUE! | #VALUE! | #VALUE! | #VALUE! | #VALUE! | #VALUE! | #VALUE! | #VALUE! | #VALUE! | #VALUE! | #VALUE! | #VALUE! | #VALUE! | #VALUE! | #VALUE! | #VALUE! | #VALUE! | #VALUE! | #VALUE! | #VALUE! | #VALUE! | #VALUE! | #VALUE! | #VALUE! | #VALUE! | #VALUE! | #VALUE! | #VALUE! | #VALUE! | #VALUE! | #VALUE! | #VALUE! | #VALUE! | #VALUE! | #VALUE! | #VALUE! | #VALUE! | #VALUE! | #VALUE! | #VALUE! | #VALUE! | #VALUE! | #VALUE! | #VALUE! | #VALUE! | #VALUE! | #VALUE! | #VALUE! | #VALUE! | #VALUE! | #VALUE! | #VALUE! | #VALUE! | #VALUE! | #VALUE! | #VALUE! | #VALUE! | #VALUE! | #VALUE! | #VALUE! | #VALUE! | #VALUE! | #VALUE! | #VALUE! | #VALUE! | #VALUE! | #VALUE! | #VALUE! | #VALUE! | #VALUE! | #VALUE! | #VALUE! | #VALUE! | #VALUE! | #VALUE! | #VALUE! | #VALUE! | #VALUE! | #VALUE! | #VALUE! | #VALUE! | #VALUE! | #VALUE! | #VALUE! | #VALUE! | #VALUE! | #VALUE! | #VALUE! | #VALUE! | #VALUE! | #VALUE! | #VALUE! | #VALUE! | #VALUE! | #VALUE! | #VALUE! | #VALUE! | #VALUE! | #VALUE! | #VALUE! | #VALUE! | #VALUE! | #VALUE! | #VALUE! | #VALUE! | #VALUE! | #VALUE! | #VALUE! | #VALUE! | #VALUE! | #VALUE! | #VALUE! | #VALUE! | #VALUE! | #VALUE! | #VALUE! | #VALUE! | #VALUE! | #VALUE! | #VALUE! | #VALUE! | #VALUE! | #VALUE! | #VALUE! | #VALUE! | #VALUE! | #VALUE! | #VALUE! | #VALUE! | #VALUE! | #VALUE! | #VALUE! | #VALUE! | #VALUE! | #VALUE! | #VALUE! | #VALUE! | #VALUE! | #VALUE! | #VALUE! | #VALUE! | #VALUE! | #VALUE! | #VALUE! | #VALUE! | #VALUE! | #VALUE! | #VALUE! | #VALUE! | #VALUE! | #VALUE! | #VALUE! | #VALUE! | #VALUE! | #VALUE! | #VALUE! | #VALUE! | #VALUE! | #VALUE! | #VALUE! | #VALUE! | #VALUE! | #VALUE! | #VALUE! | #VALUE! | #VALUE! | #VALUE! | #VALUE! | #VALUE! | #VALUE! | #VALUE! | #VALUE! | #VALUE! | #VALUE! | #VALUE! | #VALUE! | #VALUE! | #VALUE! | #VALUE! | #VALUE! | #VALUE! | #VALUE! | #VALUE! | #VALUE! | #VALUE! | #VALUE! | #VALUE! | #VALUE! | #VALUE! | #VALUE! | #VALUE! | #VALUE! | #VALUE! | #VALUE! | #VALUE! | #VALUE! | #VALUE! | #VALUE! | #VALUE! | #VALUE! | #VALUE! | #VALUE! | #VALUE! | #VALUE! | #VALUE! | #VALUE! | #VALUE! | #VALUE! | #VALUE! | #VALUE! | #VALUE! | #VALUE! | #VALUE! | #VALUE! | #VALUE! | #VALUE! | #VALUE! | #VALUE! | #VALUE! | #VALUE! | #VALUE! | #VALUE! | #VALUE! | #VALUE! | #VALUE! | #VALUE! | #VALUE! | #VALUE! | #VALUE! | #VALUE! | #VALUE! | #VALUE! | #VALUE! | #VALUE! | #VALUE! | #VALUE! | #VALUE! | #VALUE! | #VALUE! | #VALUE! | #VALUE! | #VALUE! | #VALUE! | #VALUE! | #VALUE! | #VALUE! | #VALUE! | #VALUE! | #VALUE! | #VALUE! | #VALUE! | #VALUE! | #VALUE! | #VALUE! | #VALUE! | #VALUE! | #VALUE! | #VALUE! | #VALUE! | #VALUE! | #VALUE! | #VALUE! | #VALUE! | #VALUE! | #VALUE! | #VALUE! | #VALUE! | #VALUE! | #VALUE! | #VALUE! | #VALUE! | #VALUE! | #VALUE! | #VALUE! | #VALUE! | #VALUE! | #VALUE! | #VALUE! | #VALUE! | #VALUE! | #VALUE! | #VALUE! | #VALUE! | #VALUE! | #VALUE! | #VALUE! | #VALUE! | #VALUE! | #VALUE! | #VALUE! | #VALUE! | #VALUE! | #VALUE! | #VALUE! | #VALUE! | #VALUE! | #VALUE! | #VALUE! | #VALUE! | #VALUE! | #VALUE! | #VALUE! | #VALUE! | #VALUE! | #VALUE! | #VALUE! | #VALUE! | #VALUE! | #VALUE! | #VALUE! | #VALUE! | #VALUE! | #VALUE! | #VALUE! | #VALUE! | #VALUE! | #VALUE! | #VALUE! | #VALUE! | #VALUE! | #VALUE! | #VALUE! | #VALUE! | #VALUE! | #VALUE! | #VALUE! | #VALUE! | #VALUE! | #VALUE! | #VALUE! | #VALUE! | #VALUE! | #VALUE! | #VALUE! | #VALUE! | #VALUE! | #VALUE! | #VALUE! | #VALUE! | #VALUE! | #VALUE! | #VALUE! | #VALUE! | #VALUE! | #VALUE! | #VALUE! | #VALUE! | #VALUE! | #VALUE! | #VALUE! | #VALUE! | #VALUE! | #VALUE! | #VALUE! | #VALUE! | #VALUE! | #VALUE! | #VALUE! | #VALUE! | #VALUE! | #VALUE! | #VALUE! | #VALUE! | #VALUE! | #VALUE! | #VALUE! | #VALUE! | #VALUE! | #VALUE! | #VALUE! | #VALUE! | #VALUE! | #VALUE! | #VALUE! | #VALUE! | #VALUE! | #VALUE! | #VALUE! | #VALUE! | #VALUE! | #VALUE! | #VALUE! | #VALUE! | #VALUE! | #VALUE! | #VALUE! | #VALUE! | #VALUE! | #VALUE! | #VALUE! | #VALUE! | #VALUE! | #VALUE! | #VALUE! | #VALUE! | #VALUE! | #VALUE! | #VALUE! | #VALUE! | #VALUE! | #VALUE! | #VALUE! | #VALUE! | #VALUE! | #VALUE! | #VALUE! | #VALUE! | #VALUE! | #VALUE! | #VALUE! | #VALUE! | #VALUE! | #VALUE! | #VALUE! | #VALUE! | #VALUE! | #VALUE! | #VALUE! | #VALUE! | #VALUE! | #VALUE! | #VALUE! | #VALUE! | #VALUE! | #VALUE! | #VALUE! | #VALUE! | #VALUE! | #VALUE! | #VALUE! | #VALUE! | #VALUE! | #VALUE! | #VALUE! | #VALUE! | #VALUE! | #VALUE! | #VALUE! | #VALUE! | #VALUE! | #VALUE! | #VALUE! | #VALUE! | #VALUE! | #VALUE! | #VALUE! | #VALUE! | #VALUE! | #VALUE! | #VALUE! | #VALUE! | #VALUE! | #VALUE! | #VALUE! | #VALUE! | #VALUE! | #VALUE! | #VALUE! | #VALUE! | #VALUE! | #VALUE! | #VALUE! | #VALUE! | #VALUE! | #VALUE! | #VALUE! | #VALUE! | #VALUE! | #VALUE! | #VALUE! | #VALUE! | #VALUE! | #VALUE! | #VALUE! | #VALUE! | #VALUE! | #VALUE! | #VALUE! | #VALUE! | #VALUE! | #VALUE! | #VALUE! | #VALUE! | #VALUE! | #VALUE! | #VALUE! | #VALUE! | #VALUE! | #VALUE! | #VALUE! | #VALUE! | #VALUE! | #VALUE! | #VALUE! | #VALUE! | #VALUE! | #VALUE! | #VALUE! | #VALUE! | #VALUE! | #VALUE! | #VALUE! | #VALUE! | #VALUE! | #VALUE! | #VALUE! | #VALUE! | #VALUE! | #VALUE! | #VALUE! | #VALUE! | #VALUE! | #VALUE! | #VALUE! | #VALUE! | #VALUE! | #VALUE! | #VALUE! | #VALUE! | #VALUE! | #VALUE! | #VALUE! | #VALUE! | #VALUE! | #VALUE! | #VALUE! | #VALUE! | #VALUE! | #VALUE! | #VALUE! | #VALUE! | #VALUE! | #VALUE! | #VALUE! | #VALUE! | #VALUE! | #VALUE! | #VALUE! | #VALUE! | #VALUE! | #VALUE! | #VALUE! | #VALUE! | #VALUE! | #VALUE! | #VALUE! | #VALUE! | #VALUE! | #VALUE! | #VALUE! | #VALUE! | #VALUE! | #VALUE! | #VALUE! | #VALUE! | #VALUE! | #VALUE! | #VALUE! | #VALUE! | #VALUE! | #VALUE! | #VALUE! | #VALUE! | #VALUE! | #VALUE! | #VALUE! | #VALUE! | #VALUE! | #VALUE! | #VALUE! | #VALUE! | #VALUE! | #VALUE! | #VALUE! | #VALUE! | #VALUE! | #VALUE! | #VALUE! | #VALUE! | #VALUE! | #VALUE! | #VALUE! | #VALUE! | #VALUE! | #VALUE! | #VALUE! | #VALUE! | #VALUE! | #VALUE! | #VALUE! | #VALUE! | #VALUE! | #VALUE! | #VALUE! | #VALUE! | #VALUE! | #VALUE! | #VALUE! | #VALUE! | #VALUE! | #VALUE! | #VALUE! | #VALUE! | #VALUE! | #VALUE! | #VALUE! | #VALUE! | #VALUE! | #VALUE! | #VALUE! | #VALUE! | #VALUE! | #VALUE! | #VALUE! | #VALUE! | #VALUE! | #VALUE! | #VALUE! | #VALUE! | #VALUE! | #VALUE! | #VALUE! | #VALUE! | #VALUE! | #VALUE! | #VALUE! | #VALUE! | #VALUE! | #VALUE! | #VALUE! | #VALUE! | #VALUE! | #VALUE! | #VALUE! | #VALUE! | #VALUE! | #VALUE! | #VALUE! | #VALUE! | #VALUE! | #VALUE! | #VALUE! | #VALUE! | #VALUE! | #VALUE! | #VALUE! | #VALUE! | #VALUE! | #VALUE! | #VALUE! | #VALUE! | #VALUE! | #VALUE! | #VALUE! | #VALUE! | #VALUE! | #VALUE! | #VALUE! | #VALUE! | #VALUE! | #VALUE! | #VALUE! | #VALUE! | #VALUE! | #VALUE! | #VALUE! | #VALUE! | #VALUE! | #VALUE! | #VALUE! | #VALUE! | #VALUE! | #VALUE! | #VALUE! | #VALUE! | #VALUE! | #VALUE! | #VALUE! | #VALUE! | #VALUE! | #VALUE! | #VALUE! | #VALUE! | #VALUE! | #VALUE! | #VALUE! | #VALUE! | #VALUE! | #VALUE! | #VALUE! | #VALUE! | #VALUE! | #VALUE! | #VALUE! | #VALUE! | #VALUE! | #VALUE! | #VALUE! | #VALUE! | #VALUE! | #VALUE! | #VALUE! | #VALUE! | #VALUE! | #VALUE! | #VALUE! | #VALUE! | #VALUE! | #VALUE! | #VALUE! | #VALUE! | #VALUE! | #VALUE! | #VALUE! | #VALUE! | #VALUE! | #VALUE! | #VALUE! | #VALUE! | #VALUE! | #VALUE! | #VALUE! | #VALUE! | #VALUE! | #VALUE! | #VALUE! | #VALUE! | #VALUE! | #VALUE! | #VALUE! | #VALUE! | #VALUE! | #VALUE! | #VALUE! | #VALUE! | #VALUE! | #VALUE! | #VALUE! | #VALUE! | #VALUE! | #VALUE! | #VALUE! | #VALUE! | #VALUE! | #VALUE! | #VALUE! | #VALUE! | #VALUE! | #VALUE! | #VALUE! | #VALUE! | #VALUE! | #VALUE! | #VALUE! | #VALUE! | #VALUE! | #VALUE! | #VALUE! | #VALUE! | #VALUE! | #VALUE! | #VALUE! | #VALUE! | #VALUE! | #VALUE! | #VALUE! | #VALUE! | #VALUE! | #VALUE! | #VALUE! | #VALUE! | #VALUE! | #VALUE! | #VALUE! | #VALUE! | #VALUE! | #VALUE! | #VALUE! | #VALUE! | #VALUE! | #VALUE! | #VALUE! | #VALUE! | #VALUE! | #VALUE! | #VALUE! | #VALUE! | #VALUE! | #VALUE! | #VALUE! | #VALUE! | #VALUE! | #VALUE! | #VALUE! | #VALUE! | #VALUE! | #VALUE! | #VALUE! | #VALUE! | #VALUE! | #VALUE! | #VALUE! | #VALUE! | #VALUE! | #VALUE! | #VALUE! | #VALUE! | #VALUE! | #VALUE! | #VALUE! | #VALUE! | #VALUE! | #VALUE! | #VALUE! | #VALUE! | #VALUE! | #VALUE! | #VALUE! | #VALUE! | #VALUE! | #VALUE! | #VALUE! | #VALUE! | #VALUE! | #VALUE! | #VALUE! | #VALUE! | #VALUE! | #VALUE! | #VALUE! | #VALUE! | #VALUE! | #VALUE! | #VALUE! | #VALUE! | #VALUE! | #VALUE! | #VALUE! | #VALUE! | #VALUE! | #VALUE! | #VALUE! | #VALUE! | #VALUE! | #VALUE! | #VALUE! | #VALUE! | #VALUE! | #VALUE! | #VALUE! | #VALUE! | #VALUE! | #VALUE! | #VALUE! | #VALUE! | #VALUE! | #VALUE! | #VALUE! | #VALUE! | #VALUE! | #VALUE! | #VALUE! | #VALUE! | #VALUE! | #VALUE! | #VALUE! | #VALUE! | #VALUE! | #VALUE! | #VALUE! | #VALUE! | #VALUE! | #VALUE! | #VALUE! | #VALUE! | #VALUE! | #VALUE! | #VALUE! | #VALUE! | #VALUE! | #VALUE! | #VALUE! | #VALUE! | #VALUE! | #VALUE! | #VALUE! | #VALUE! | #VALUE! | #VALUE! | #VALUE! | #VALUE! | #VALUE! | #VALUE! | #VALUE! | #VALUE! | #VALUE! | #VALUE! | #VALUE! | #VALUE! | #VALUE! | #VALUE! | #VALUE! | #VALUE! | #VALUE! | #VALUE! | #VALUE! | #VALUE! | #VALUE! | #VALUE! | #VALUE! | #VALUE! | #VALUE! | #VALUE! | #VALUE! | #VALUE! | #VALUE! | #VALUE! | #VALUE! | #VALUE! | #VALUE! | #VALUE! | #VALUE! | #VALUE! | #VALUE! | #VALUE! | #VALUE! | #VALUE! | #VALUE! | #VALUE! | #VALUE! | #VALUE! | #VALUE! | #VALUE! | #VALUE! | #VALUE! | #VALUE! | #VALUE! | #VALUE! | #VALUE! | #VALUE! | #VALUE! | #VALUE! | #VALUE! | #VALUE! | #VALUE! | #VALUE! | #VALUE! | #VALUE! | #VALUE! | #VALUE! | #VALUE! | #VALUE! | #VALUE! | #VALUE! | #VALUE! | #VALUE! | #VALUE! | #VALUE! | #VALUE! | #VALUE! | #VALUE! | #VALUE! | #VALUE! | #VALUE! | #VALUE! | #VALUE! | #VALUE! | #VALUE! | #VALUE! | #VALUE! | #VALUE! | #VALUE! | #VALUE! | #VALUE! | #VALUE! | #VALUE! | #VALUE! | #VALUE! | #VALUE! | #VALUE! | #VALUE! | #VALUE! | #VALUE! | #VALUE! | #VALUE! | #VALUE! | #VALUE! | #VALUE! | #VALUE! | #VALUE! | #VALUE! | #VALUE! | #VALUE! | #VALUE! | #VALUE! | #VALUE! | #VALUE! | #VALUE! | #VALUE! | #VALUE! | #VALUE! | #VALUE! | #VALUE! | #VALUE! | #VALUE! | #VALUE! | #VALUE! | #VALUE! | #VALUE! | #VALUE! | #VALUE! | #VALUE! | #VALUE! | #VALUE! | #VALUE! | #VALUE! | #VALUE! | #VALUE! | #VALUE! | #VALUE! | #VALUE! | #VALUE! | #VALUE! | #VALUE! | #VALUE! | #VALUE! | #VALUE! | #VALUE! | #VALUE! | #VALUE! | #VALUE! | #VALUE! | #VALUE! | #VALUE! | #VALUE! | #VALUE! | #VALUE! | #VALUE! | #VALUE! | #VALUE! | #VALUE! | #VALUE! | #VALUE! | #VALUE! | #VALUE! | #VALUE! | #VALUE! | #VALUE! | #VALUE! | #VALUE! | #VALUE! | #VALUE! | #VALUE! | #VALUE! | #VALUE! | #VALUE! | #VALUE! | #VALUE! | #VALUE! | #VALUE! | #VALUE! | #VALUE! | #VALUE! | #VALUE! | #VALUE! | #VALUE! | #VALUE! | #VALUE! | #VALUE! | #VALUE! | #VALUE! | #VALUE! | #VALUE! | #VALUE! | #VALUE! | #VALUE! | #VALUE! | #VALUE! | #VALUE! | #VALUE! | #VALUE! | #VALUE! | #VALUE! | #VALUE! | #VALUE! | #VALUE! | #VALUE! | #VALUE! | #VALUE! | #VALUE! | #VALUE! | #VALUE! | #VALUE! | #VALUE! | #VALUE! | #VALUE! | #VALUE! | #VALUE! | #VALUE! | #VALUE! | #VALUE! | #VALUE! | #VALUE! | #VALUE! | #VALUE! | #VALUE! | #VALUE! | #VALUE! | #VALUE! | #VALUE! | #VALUE! | #VALUE! | #VALUE! | #VALUE! | #VALUE! | #VALUE! | #VALUE! | #VALUE! | #VALUE! | #VALUE! | #VALUE! | #VALUE! | #VALUE! | #VALUE! | #VALUE! | #VALUE! | #VALUE! | #VALUE! | #VALUE! | #VALUE! | #VALUE! | #VALUE! | #VALUE! | #VALUE! | #VALUE! | #VALUE! | #VALUE! | #VALUE! | #VALUE! | #VALUE! | #VALUE! | #VALUE! | #VALUE! | #VALUE! | #VALUE! | #VALUE! | #VALUE! | #VALUE! | #VALUE! | #VALUE! | #VALUE! | #VALUE! | #VALUE! | #VALUE! | #VALUE! | #VALUE! | #VALUE! | #VALUE! | #VALUE! | #VALUE! | #VALUE! | #VALUE! | #VALUE! | #VALUE! | #VALUE! | #VALUE! | #VALUE! | #VALUE! | #VALUE! | #VALUE! | #VALUE! | #VALUE! | #VALUE! | #VALUE! | #VALUE! | #VALUE! | #VALUE! | #VALUE! | #VALUE! | #VALUE! | #VALUE! | #VALUE! | #VALUE! | #VALUE! | #VALUE! | #VALUE! | #VALUE! | #VALUE! | #VALUE! | #VALUE! | #VALUE! | #VALUE! | #VALUE! | #VALUE! | #VALUE! | #VALUE! | #VALUE! | #VALUE! | #VALUE! | #VALUE! | #VALUE! | #VALUE! | #VALUE! | #VALUE! | #VALUE! | #VALUE! | #VALUE! | #VALUE! | #VALUE! | #VALUE! | #VALUE! | #VALUE! | #VALUE! | #VALUE! | #VALUE! | #VALUE! | #VALUE! | #VALUE! | #VALUE! | #VALUE! | #VALUE! | #VALUE! | #VALUE! | #VALUE! | #VALUE! | #VALUE! | #VALUE! | #VALUE! | #VALUE! | #VALUE! | #VALUE! | #VALUE! | #VALUE! | #VALUE! | #VALUE! | #VALUE! | #VALUE! | #VALUE! | #VALUE! | #VALUE! | #VALUE! | #VALUE! | #VALUE! | #VALUE! | #VALUE! | #VALUE! | #VALUE! | #VALUE! | #VALUE! | #VALUE! | #VALUE! | #VALUE! | #VALUE! | #VALUE! | #VALUE! | #VALUE! | #VALUE! | #VALUE! | #VALUE! | #VALUE! | #VALUE! | #VALUE! | #VALUE! | #VALUE! | #VALUE! | #VALUE! | #VALUE! | #VALUE! | #VALUE! | #VALUE! | #VALUE! | #VALUE! | #VALUE! | #VALUE! | #VALUE! | #VALUE! | #VALUE! | #VALUE! | #VALUE! | #VALUE! | #VALUE! | #VALUE! | #VALUE! | #VALUE! | #VALUE! | #VALUE! | #VALUE! | #VALUE! | #VALUE! | #VALUE! | #VALUE! | #VALUE! | #VALUE! | #VALUE! | #VALUE! | #VALUE! | #VALUE! | #VALUE! | #VALUE! | #VALUE! | #VALUE! | #VALUE! | #VALUE! | #VALUE! | #VALUE! | #VALUE! | #VALUE! | #VALUE! | #VALUE! | #VALUE! | #VALUE! | #VALUE! | #VALUE! | #VALUE! | #VALUE! | #VALUE! | #VALUE! | #VALUE! | #VALUE! | #VALUE! | #VALUE! | #VALUE! | #VALUE! | #VALUE! | #VALUE! | #VALUE! | #VALUE! | #VALUE! | #VALUE! | #VALUE! | #VALUE! | #VALUE! | #VALUE! | #VALUE! | #VALUE! | #VALUE! | #VALUE! | #VALUE! | #VALUE! | #VALUE! | #VALUE! | #VALUE! | #VALUE! | #VALUE! | #VALUE! | #VALUE! | #VALUE! | #VALUE! | #VALUE! | #VALUE! | #VALUE! | #VALUE! | #VALUE! | #VALUE! | #VALUE! | #VALUE! | #VALUE! | #VALUE! | #VALUE! | #VALUE! | #VALUE! | #VALUE! | #VALUE! | #VALUE! | #VALUE! | #VALUE! | #VALUE! | #VALUE! | #VALUE! | #VALUE! | #VALUE! | #VALUE! | #VALUE! | #VALUE! | #VALUE! | #VALUE! | #VALUE! | #VALUE! | #VALUE! | #VALUE! | #VALUE! | #VALUE! | #VALUE! | #VALUE! | #VALUE! | #VALUE! | #VALUE! | #VALUE! | #VALUE! | #VALUE! | #VALUE! | #VALUE! | #VALUE! | #VALUE! | #VALUE! | #VALUE! | #VALUE! | #VALUE! | #VALUE! | #VALUE! | #VALUE! | #VALUE! | #VALUE! | #VALUE! | #VALUE! | #VALUE! | #VALUE! | #VALUE! | #VALUE! | #VALUE! | #VALUE! | #VALUE! | #VALUE! | #VALUE! | #VALUE! | #VALUE! | #VALUE! | #VALUE! | #VALUE! | #VALUE! | #VALUE! | #VALUE! | #VALUE! | #VALUE! | #VALUE! | #VALUE! | #VALUE! | #VALUE! | #VALUE! | #VALUE! | #VALUE! | #VALUE! | #VALUE! | #VALUE! | #VALUE! | #VALUE! | #VALUE! | #VALUE! | #VALUE! | #VALUE! | #VALUE! | #VALUE! | #VALUE! | #VALUE! | #VALUE! | #VALUE! | #VALUE! | #VALUE! | #VALUE! | #VALUE! | #VALUE! | #VALUE! | #VALUE! | #VALUE! | #VALUE! | #VALUE! | #VALUE! | #VALUE! | #VALUE! | #VALUE! | #VALUE! | #VALUE! | #VALUE! | #VALUE! | #VALUE! | #VALUE! | #VALUE! | #VALUE! | #VALUE! | #VALUE! | #VALUE! | #VALUE! | #VALUE! | #VALUE! | #VALUE! | #VALUE! | #VALUE! | #VALUE! | #VALUE! | #VALUE! | #VALUE! | #VALUE! | #VALUE! | #VALUE! | #VALUE! | #VALUE! | #VALUE! | #VALUE! | #VALUE! | #VALUE! | #VALUE! | #VALUE! | #VALUE! | #VALUE! | #VALUE! | #VALUE! | #VALUE! | #VALUE! | #VALUE! | #VALUE! | #VALUE! | #VALUE! | #VALUE! | #VALUE! | #VALUE! | #VALUE! | #VALUE! | #VALUE! | #VALUE! | #VALUE! | #VALUE! | #VALUE! | #VALUE! | #VALUE! | #VALUE! | #VALUE! | #VALUE! | #VALUE! | #VALUE! | #VALUE! | #VALUE! | #VALUE! | #VALUE! | #VALUE! | #VALUE! | #VALUE! | #VALUE! | #VALUE! | #VALUE! | #VALUE! | #VALUE! | #VALUE! | #VALUE! | #VALUE! | #VALUE! | #VALUE! | #VALUE! | #VALUE! | #VALUE! | #VALUE! | #VALUE! | #VALUE! | #VALUE! | #VALUE! | #VALUE! | #VALUE! | #VALUE! | #VALUE! | #VALUE! | #VALUE! | #VALUE! | #VALUE! | #VALUE! | #VALUE! | #VALUE! | #VALUE! | #VALUE! | #VALUE! | #VALUE! | #VALUE! | #VALUE! | #VALUE! | #VALUE! | #VALUE! | #VALUE! | #VALUE! | #VALUE! | #VALUE! | #VALUE! | #VALUE! | #VALUE! | #VALUE! | #VALUE! | #VALUE! | #VALUE! | #VALUE! | #VALUE! | #VALUE! | #VALUE! | #VALUE! | #VALUE! | #VALUE! | #VALUE! | #VALUE! | #VALUE! | #VALUE! | #VALUE! | #VALUE! | #VALUE! | #VALUE! | #VALUE! | #VALUE! | #VALUE! | #VALUE! | #VALUE! | #VALUE! | #VALUE! | #VALUE! | #VALUE! | #VALUE! | #VALUE! | #VALUE! | #VALUE! | #VALUE! | #VALUE! | #VALUE! | #VALUE! | #VALUE! | #VALUE! | #VALUE! | #VALUE! | #VALUE! | #VALUE! | #VALUE! | #VALUE! | #VALUE! | #VALUE! | #VALUE! | #VALUE! | #VALUE! | #VALUE! | #VALUE! | #VALUE! | #VALUE! | #VALUE! | #VALUE! | #VALUE! | #VALUE! | #VALUE! | #VALUE! | #VALUE! | #VALUE! | #VALUE! | #VALUE! | #VALUE! | #VALUE! | #VALUE! | #VALUE! | #VALUE! | #VALUE! | #VALUE! | #VALUE! | #VALUE! | #VALUE! | #VALUE! | #VALUE! | #VALUE! | #VALUE! | #VALUE! | #VALUE! | #VALUE! | #VALUE! | #VALUE! | #VALUE! | #VALUE! | #VALUE! | #VALUE! | #VALUE! | #VALUE! | #VALUE! | #VALUE! | #VALUE! | #VALUE! | #VALUE! | #VALUE! | #VALUE! | #VALUE! | #VALUE! | #VALUE! | #VALUE! | #VALUE! | #VALUE! | #VALUE! | #VALUE! | #VALUE! | #VALUE! | #VALUE! | #VALUE! | #VALUE! | #VALUE! | #VALUE! | #VALUE! | #VALUE! | #VALUE! | #VALUE! | #VALUE! | #VALUE! | #VALUE! | #VALUE! | #VALUE! | #VALUE! | #VALUE! | #VALUE! | #VALUE! | #VALUE! | #VALUE! | #VALUE! | #VALUE! | #VALUE! | #VALUE! | #VALUE! | #VALUE! | #VALUE! | #VALUE! | #VALUE! | #VALUE! | #VALUE! | #VALUE! | #VALUE! | #VALUE! | #VALUE! | #VALUE! | #VALUE! | #VALUE! | #VALUE! | #VALUE! | #VALUE! | #VALUE! | #VALUE! | #VALUE! | #VALUE! | #VALUE! | #VALUE! | #VALUE! | #VALUE! | #VALUE! | #VALUE! | #VALUE! | #VALUE! | #VALUE! | #VALUE! | #VALUE! | #VALUE! | #VALUE! | #VALUE! | #VALUE! | #VALUE! | #VALUE! | #VALUE! | #VALUE! | #VALUE! | #VALUE! | #VALUE! | #VALUE! | #VALUE! | #VALUE! | #VALUE! | #VALUE! | #VALUE! | #VALUE! | #VALUE! | #VALUE! | #VALUE! | #VALUE! | #VALUE! | #VALUE! | #VALUE! | #VALUE! | #VALUE! | #VALUE! | #VALUE! | #VALUE! | #VALUE! | #VALUE! | #VALUE! | #VALUE! | #VALUE! | #VALUE! | #VALUE! | #VALUE! | #VALUE! | #VALUE! | #VALUE! | #VALUE! | #VALUE! | #VALUE! | #VALUE! | #VALUE! | #VALUE! | #VALUE! | #VALUE! | #VALUE! | #VALUE! | #VALUE! | #VALUE! | #VALUE! | #VALUE! | #VALUE! | #VALUE! | #VALUE! | #VALUE! | #VALUE! | #VALUE! | #VALUE! | #VALUE! | #VALUE! | #VALUE! | #VALUE! | #VALUE! | #VALUE! | #VALUE! | #VALUE! | #VALUE! | #VALUE! | #VALUE! | #VALUE! | #VALUE! | #VALUE! | #VALUE! | #VALUE! | #VALUE! | #VALUE! | #VALUE! | #VALUE! | #VALUE! | #VALUE! | #VALUE! | #VALUE! | #VALUE! | #VALUE! | #VALUE! | #VALUE! | #VALUE! | #VALUE! | #VALUE! | #VALUE! | #VALUE! | #VALUE! | #VALUE! | #VALUE! | #VALUE! | #VALUE! | #VALUE! | #VALUE! | #VALUE! | #VALUE! | #VALUE! | #VALUE! | #VALUE! | #VALUE! | #VALUE! | #VALUE! | #VALUE! | #VALUE! | #VALUE! | #VALUE! | #VALUE! | #VALUE! | #VALUE! | #VALUE! | #VALUE! | #VALUE! | #VALUE! | #VALUE! | #VALUE! | #VALUE! | #VALUE! | #VALUE! | #VALUE! | #VALUE! | #VALUE! | #VALUE! | #VALUE! | #VALUE! | #VALUE! | #VALUE! | #VALUE! | #VALUE! | #VALUE! | #VALUE! | #VALUE! | #VALUE! | #VALUE! | #VALUE! | #VALUE! | #VALUE! | #VALUE! | #VALUE! | #VALUE! | #VALUE! | #VALUE! | #VALUE! | #VALUE! | #VALUE! | #VALUE! | #VALUE! | #VALUE! | #VALUE! | #VALUE! | #VALUE! | #VALUE! | #VALUE! | #VALUE! | #VALUE! | #VALUE! | #VALUE! | #VALUE! | #VALUE! | #VALUE! | #VALUE! | #VALUE! | #VALUE! | #VALUE! | #VALUE! | #VALUE! | #VALUE! | #VALUE! | #VALUE! | #VALUE! | #VALUE! | #VALUE! | #VALUE! | #VALUE! | #VALUE! | #VALUE! | #VALUE! | #VALUE! | #VALUE! | #VALUE! | #VALUE! | #VALUE! | #VALUE! | #VALUE! | #VALUE! | #VALUE! | #VALUE! | #VALUE! | #VALUE! | #VALUE! | #VALUE! | #VALUE! | #VALUE! | #VALUE! | #VALUE! | #VALUE! | #VALUE! | #VALUE! | #VALUE! | #VALUE! | #VALUE! | #VALUE! | #VALUE! | #VALUE! | #VALUE! | #VALUE! | #VALUE! | #VALUE! | #VALUE! | #VALUE! | #VALUE! | #VALUE! | #VALUE! | #VALUE! | #VALUE! | #VALUE! | #VALUE! | #VALUE! | #VALUE! | #VALUE! | #VALUE! | #VALUE! | #VALUE! | #VALUE! | #VALUE! | #VALUE! | #VALUE! | #VALUE! | #VALUE! | #VALUE! | #VALUE! | #VALUE! | #VALUE! | #VALUE! | #VALUE! | #VALUE! | #VALUE! | #VALUE! | #VALUE! | #VALUE! | #VALUE! | #VALUE! | #VALUE! | #VALUE! | #VALUE! | #VALUE! | #VALUE! | #VALUE! | #VALUE! | #VALUE! | #VALUE! | #VALUE! | #VALUE! | #VALUE! | #VALUE! | #VALUE! | #VALUE! | #VALUE! | #VALUE! | #VALUE! | #VALUE! | #VALUE! | #VALUE! | #VALUE! | #VALUE! | #VALUE! | #VALUE! | #VALUE! | #VALUE! | #VALUE! | #VALUE! | #VALUE! | #VALUE! | #VALUE! | #VALUE! | #VALUE! | #VALUE! | #VALUE! | #VALUE! | #VALUE! | #VALUE! | #VALUE! | #VALUE! | #VALUE! | #VALUE! | #VALUE! | #VALUE! | #VALUE! | #VALUE! | #VALUE! | #VALUE! | #VALUE! | #VALUE! | #VALUE! | #VALUE! | #VALUE! | #VALUE! | #VALUE! | #VALUE! | #VALUE! | #VALUE! | #VALUE! | #VALUE! | #VALUE! | #VALUE! | #VALUE! | #VALUE! | #VALUE! | #VALUE! | #VALUE! | #VALUE! | #VALUE! | #VALUE! | #VALUE! | #VALUE! | #VALUE! | #VALUE! | #VALUE! | #VALUE! | #VALUE! | #VALUE! | #VALUE! | #VALUE! | #VALUE! | #VALUE! | #VALUE! | #VALUE! | #VALUE! | #VALUE! | #VALUE! | #VALUE! | #VALUE! | #VALUE! | #VALUE! | #VALUE! | #VALUE! | #VALUE! | #VALUE! | #VALUE! | #VALUE! | #VALUE! | #VALUE! | #VALUE! | #VALUE! | #VALUE! | #VALUE! | #VALUE! | #VALUE! | #VALUE! | #VALUE! | #VALUE! | #VALUE! | #VALUE! | #VALUE! | #VALUE! | #VALUE! | #VALUE! | #VALUE! | #VALUE! | #VALUE! | #VALUE! | #VALUE! | #VALUE! | #VALUE! | #VALUE! | #VALUE! | #VALUE! | #VALUE! | #VALUE! | #VALUE! | #VALUE! | #VALUE! | #VALUE! | #VALUE! | #VALUE! | #VALUE! | #VALUE! | #VALUE! | #VALUE! | #VALUE! | #VALUE! | #VALUE! | #VALUE! | #VALUE! | #VALUE! | #VALUE! | #VALUE! | #VALUE! | #VALUE! | #VALUE! | #VALUE! | #VALUE! | #VALUE! | #VALUE! | #VALUE! | #VALUE! | #VALUE! | #VALUE! | #VALUE! | #VALUE! | #VALUE! | #VALUE! | #VALUE! | #VALUE! | #VALUE! | #VALUE! | #VALUE! | #VALUE! | #VALUE! | #VALUE! | #VALUE! | #VALUE! | #VALUE! | #VALUE! | #VALUE! | #VALUE! | #VALUE! | #VALUE! | #VALUE! | #VALUE! | #VALUE! | #VALUE! | #VALUE! | #VALUE! | #VALUE! | #VALUE! | #VALUE! | #VALUE! | #VALUE! | #VALUE! | #VALUE! | #VALUE! | #VALUE! | #VALUE! | #VALUE! | #VALUE! | #VALUE! | #VALUE! | #VALUE! | #VALUE! | #VALUE! | #VALUE! | #VALUE! | #VALUE! | #VALUE! | #VALUE! | #VALUE! | #VALUE! | #VALUE! | #VALUE! | #VALUE! | #VALUE! | #VALUE! | #VALUE! | #VALUE! | #VALUE! | #VALUE! | #VALUE! | #VALUE! | #VALUE! | #VALUE! | #VALUE! | #VALUE! | #VALUE! | #VALUE! | #VALUE! | #VALUE! | #VALUE! | #VALUE! | #VALUE! | #VALUE! | #VALUE! | #VALUE! | #VALUE! | #VALUE! | #VALUE! | #VALUE! | #VALUE! | #VALUE! | #VALUE! | #VALUE! | #VALUE! | #VALUE! | #VALUE! | #VALUE! | #VALUE! | #VALUE! | #VALUE! | #VALUE! | #VALUE! | #VALUE! | #VALUE! | #VALUE! | #VALUE! | #VALUE! | #VALUE! | #VALUE! | #VALUE! | #VALUE! | #VALUE! | #VALUE! | #VALUE! | #VALUE! | #VALUE! | #VALUE! | #VALUE! | #VALUE! | #VALUE! | #VALUE! | #VALUE! | #VALUE! | #VALUE! | #VALUE! | #VALUE! | #VALUE! | #VALUE! | #VALUE! | #VALUE! | #VALUE! | #VALUE! | #VALUE! | #VALUE! | #VALUE! | #VALUE! | #VALUE! | #VALUE! | #VALUE! | #VALUE! | #VALUE! | #VALUE! | #VALUE! | #VALUE! | #VALUE! | #VALUE! | #VALUE! | #VALUE! | #VALUE! | #VALUE! | #VALUE! | #VALUE! | #VALUE! | #VALUE! | #VALUE! | #VALUE! | #VALUE! | #VALUE! | #VALUE! | #VALUE! | #VALUE! | #VALUE! | #VALUE! | #VALUE! | #VALUE! | #VALUE! | #VALUE! | #VALUE! | #VALUE! | #VALUE! | #VALUE! | #VALUE! | #VALUE! | #VALUE! | #VALUE! | #VALUE! | #VALUE! | #VALUE! | #VALUE! | #VALUE! | #VALUE! | #VALUE! | #VALUE! | #VALUE! | #VALUE! | #VALUE! | #VALUE! | #VALUE! | #VALUE! | #VALUE! | #VALUE! | #VALUE! | #VALUE! | #VALUE! | #VALUE! | #VALUE! | #VALUE! | #VALUE! | #VALUE! | #VALUE! | #VALUE! | #VALUE! | #VALUE! | #VALUE! | #VALUE! | #VALUE! | #VALUE! | #VALUE! | #VALUE! | #VALUE! | #VALUE! | #VALUE! | #VALUE! | #VALUE! | #VALUE! | #VALUE! | #VALUE! | #VALUE! | #VALUE! | #VALUE! | #VALUE! | #VALUE! | #VALUE! | #VALUE! | #VALUE! | #VALUE! | #VALUE! | #VALUE! | #VALUE! | #VALUE! | #VALUE! | #VALUE! | #VALUE! | #VALUE! | #VALUE! | #VALUE! | #VALUE! | #VALUE! | #VALUE! | #VALUE! | #VALUE! | #VALUE! | #VALUE! | #VALUE! | #VALUE! | #VALUE! | #VALUE! | #VALUE! | #VALUE! | #VALUE! | #VALUE! | #VALUE! | #VALUE! | #VALUE! | #VALUE! | #VALUE! | #VALUE! | #VALUE! | #VALUE! | #VALUE! | #VALUE! | #VALUE! | #VALUE! | #VALUE! | #VALUE! | #VALUE! | #VALUE! | #VALUE! | #VALUE! | #VALUE! | #VALUE! | #VALUE! | #VALUE! | #VALUE! | #VALUE! | #VALUE! | #VALUE! | #VALUE! | #VALUE! | #VALUE! | #VALUE! | #VALUE! | #VALUE! | #VALUE! | #VALUE! | #VALUE! | #VALUE! | #VALUE! | #VALUE! | #VALUE! | #VALUE! | #VALUE! | #VALUE! | #VALUE! | #VALUE! | #VALUE! | #VALUE! | #VALUE! | #VALUE! | #VALUE! | #VALUE! | #VALUE! | #VALUE! | #VALUE! | #VALUE! | #VALUE! | #VALUE! | #VALUE! | #VALUE! | #VALUE! | #VALUE! | #VALUE! | #VALUE! | #VALUE! | #VALUE! | #VALUE! | #VALUE! | #VALUE! | #VALUE! | #VALUE! | #VALUE! | #VALUE! | #VALUE! | #VALUE! | #VALUE! | #VALUE! | #VALUE! | #VALUE! | #VALUE! | #VALUE! | #VALUE! | #VALUE! | #VALUE! | #VALUE! | #VALUE! | #VALUE! | #VALUE! | #VALUE! | #VALUE! | #VALUE! | #VALUE! | #VALUE! | #VALUE! | #VALUE! | #VALUE! | #VALUE! | #VALUE! | #VALUE! | #VALUE! | #VALUE! | #VALUE! | #VALUE! | #VALUE! | #VALUE! | #VALUE! | #VALUE! | #VALUE! | #VALUE! | #VALUE! | #VALUE! | #VALUE! | #VALUE! | #VALUE! | #VALUE! | #VALUE! | #VALUE! | #VALUE! | #VALUE! | #VALUE! | #VALUE! | #VALUE! | #VALUE! | #VALUE! | #VALUE! | #VALUE! | #VALUE! | #VALUE! | #VALUE! | #VALUE! | #VALUE! | #VALUE! | #VALUE! | #VALUE! | #VALUE! | #VALUE! | #VALUE! | #VALUE! | #VALUE! | #VALUE! | #VALUE! | #VALUE! | #VALUE! | #VALUE! | #VALUE! | #VALUE! | #VALUE! | #VALUE! | #VALUE! | #VALUE! | #VALUE! | #VALUE! | #VALUE! | #VALUE! | #VALUE! | #VALUE! | #VALUE! | #VALUE! | #VALUE! | #VALUE! | #VALUE! | #VALUE! | #VALUE! | #VALUE! | #VALUE! | #VALUE! | #VALUE! | #VALUE! | #VALUE! | #VALUE! | #VALUE! | #VALUE! | #VALUE! | #VALUE! | #VALUE! | #VALUE! | #VALUE! | #VALUE! | #VALUE! | #VALUE! | #VALUE! | #VALUE! | #VALUE! | #VALUE! | #VALUE! | #VALUE! | #VALUE! | #VALUE! | #VALUE! | #VALUE! | #VALUE! | #VALUE! | #VALUE! | #VALUE! | #VALUE! | #VALUE! | #VALUE! | #VALUE! | #VALUE! | #VALUE! | #VALUE! | #VALUE! | #VALUE! | #VALUE! | #VALUE! | #VALUE! | #VALUE! | #VALUE! | #VALUE! | #VALUE! | #VALUE! | #VALUE! | #VALUE! | #VALUE! | #VALUE! | #VALUE! | #VALUE! | #VALUE! | #VALUE! | #VALUE! | #VALUE! | #VALUE! | #VALUE! | #VALUE! | #VALUE! | #VALUE! | #VALUE! | #VALUE! | #VALUE! | #VALUE! | #VALUE! | #VALUE! | #VALUE! | #VALUE! | #VALUE! | #VALUE! | #VALUE! | #VALUE! | #VALUE! | #VALUE! | #VALUE! | #VALUE! | #VALUE! | #VALUE! | #VALUE! | #VALUE! | #VALUE! | #VALUE! | #VALUE! | #VALUE! | #VALUE! | #VALUE! | #VALUE! | #VALUE! | #VALUE! | #VALUE! | #VALUE! | #VALUE! | #VALUE! | #VALUE! | #VALUE! | #VALUE! | #VALUE! | #VALUE! | #VALUE! | #VALUE! | #VALUE! | #VALUE! | #VALUE! | #VALUE! | #VALUE! | #VALUE! | #VALUE! | #VALUE! | #VALUE! | #VALUE! | #VALUE! | #VALUE! | #VALUE! | #VALUE! | #VALUE! | #VALUE! | #VALUE! | #VALUE! | #VALUE! | #VALUE! | #VALUE! | #VALUE! | #VALUE! | #VALUE! | #VALUE! | #VALUE! | #VALUE! | #VALUE! | #VALUE! | #VALUE! | #VALUE! | #VALUE! | #VALUE! | #VALUE! | #VALUE! | #VALUE! | #VALUE! | #VALUE! | #VALUE! | #VALUE! | #VALUE! | #VALUE! | #VALUE! | #VALUE! | #VALUE! | #VALUE! | #VALUE! | #VALUE! | #VALUE! | #VALUE! | #VALUE! | #VALUE! | #VALUE! | #VALUE! | #VALUE! | #VALUE! | #VALUE! | #VALUE! | #VALUE! | #VALUE! | #VALUE! | #VALUE! | #VALUE! | #VALUE! | #VALUE! | #VALUE! | #VALUE! | #VALUE! | #VALUE! | #VALUE! | #VALUE! | #VALUE! | #VALUE! | #VALUE! | #VALUE! | #VALUE! | #VALUE! | #VALUE! | #VALUE! | #VALUE! | #VALUE! | #VALUE! | #VALUE! | #VALUE! | #VALUE! | #VALUE! | #VALUE! | #VALUE! | #VALUE! | #VALUE! | #VALUE! | #VALUE! | #VALUE! | #VALUE! | #VALUE! | #VALUE! | #VALUE! | #VALUE! | #VALUE! | #VALUE! | #VALUE! | #VALUE! | #VALUE! | #VALUE! | #VALUE! | #VALUE! | #VALUE! | #VALUE! | #VALUE! | #VALUE! | #VALUE! | #VALUE! | #VALUE! | #VALUE! | #VALUE! | #VALUE! | #VALUE! | #VALUE! | #VALUE! | #VALUE! | #VALUE! | #VALUE! | #VALUE! | #VALUE! | #VALUE! | #VALUE! | #VALUE! | #VALUE! | #VALUE! | #VALUE! | #VALUE! | #VALUE! | #VALUE! | #VALUE! | #VALUE! | #VALUE! | #VALUE! | #VALUE! | #VALUE! | #VALUE! | #VALUE! | #VALUE! | #VALUE! | #VALUE! | #VALUE! | #VALUE! | #VALUE! | #VALUE! | #VALUE! | #VALUE! | #VALUE! | #VALUE! | #VALUE! | #VALUE! | #VALUE! | #VALUE! | #VALUE! | #VALUE! | #VALUE! | #VALUE! | #VALUE! | #VALUE! | #VALUE! | #VALUE! | #VALUE! | #VALUE! | #VALUE! | #VALUE! | #VALUE! | #VALUE! | #VALUE! | #VALUE! | #VALUE! | #VALUE! | #VALUE! | #VALUE! | #VALUE! | #VALUE! | #VALUE! | #VALUE! | #VALUE! | #VALUE! | #VALUE! | #VALUE! | #VALUE! | #VALUE! | #VALUE! | #VALUE! | #VALUE! | #VALUE! | #VALUE! | #VALUE! | #VALUE! | #VALUE! | #VALUE! | #VALUE! | #VALUE! | #VALUE! | #VALUE! | #VALUE! | #VALUE! | #VALUE! | #VALUE! | #VALUE! | #VALUE! | #VALUE! | #VALUE! | #VALUE! | #VALUE! | #VALUE! | #VALUE! | #VALUE! | #VALUE! | #VALUE! | #VALUE! | #VALUE! | #VALUE! | #VALUE! | #VALUE! | #VALUE! | #VALUE! | #VALUE! | #VALUE! | #VALUE! | #VALUE! | #VALUE! | #VALUE! | #VALUE! | #VALUE! | #VALUE! | #VALUE! | #VALUE! | #VALUE! | #VALUE! | #VALUE! | #VALUE! | #VALUE! | #VALUE! | #VALUE! | #VALUE! | #VALUE! | #VALUE! | #VALUE! | #VALUE! | #VALUE! | #VALUE! | #VALUE! | #VALUE! | #VALUE! | #VALUE! | #VALUE! | #VALUE! | #VALUE! | #VALUE! | #VALUE! | #VALUE! | #VALUE! | #VALUE! | #VALUE! | #VALUE! | #VALUE! | #VALUE! | #VALUE! | #VALUE! | #VALUE! | #VALUE! | #VALUE! | #VALUE! | #VALUE! | #VALUE! | #VALUE! | #VALUE! | #VALUE! | #VALUE! | #VALUE! | #VALUE! | #VALUE! | #VALUE! | #VALUE! | #VALUE! | #VALUE! | #VALUE! | #VALUE! | #VALUE! | #VALUE! | #VALUE! | #VALUE! | #VALUE! | #VALUE! | #VALUE! | #VALUE! | #VALUE! | #VALUE! | #VALUE! | #VALUE! | #VALUE! | #VALUE! | #VALUE! | #VALUE! | #VALUE! | #VALUE! | #VALUE! | #VALUE! | #VALUE! | #VALUE! | #VALUE! | #VALUE! | #VALUE! | #VALUE! | #VALUE! | #VALUE! | #VALUE! | #VALUE! | #VALUE! | #VALUE! | #VALUE! | #VALUE! | #VALUE! | #VALUE! | #VALUE! | #VALUE! | #VALUE! | #VALUE! | #VALUE! | #VALUE! | #VALUE! | #VALUE! | #VALUE! | #VALUE! | #VALUE! | #VALUE! | #VALUE! | #VALUE! | #VALUE! | #VALUE! | #VALUE! | #VALUE! | #VALUE! | #VALUE! | #VALUE! | #VALUE! | #VALUE! | #VALUE! | #VALUE! | #VALUE! | #VALUE! | #VALUE! | #VALUE! | #VALUE! | #VALUE! | #VALUE! | #VALUE! | #VALUE! | #VALUE! | #VALUE! | #VALUE! | #VALUE! | #VALUE! | #VALUE! | #VALUE! | #VALUE! | #VALUE! | #VALUE! | #VALUE! | #VALUE! | #VALUE! | #VALUE! | #VALUE! | #VALUE! | #VALUE! | #VALUE! | #VALUE! | #VALUE! | #VALUE! | #VALUE! | #VALUE! | #VALUE! | #VALUE! | #VALUE! | #VALUE! | #VALUE! | #VALUE! | #VALUE! | #VALUE! | #VALUE! | #VALUE! | #VALUE! | #VALUE! | #VALUE! | #VALUE! | #VALUE! | #VALUE! | #VALUE! | #VALUE! | #VALUE! | #VALUE! | #VALUE! | #VALUE! | #VALUE! | #VALUE! | #VALUE! | #VALUE! | #VALUE! | #VALUE! | #VALUE! | #VALUE! | #VALUE! | #VALUE! | #VALUE! | #VALUE! | #VALUE! | #VALUE! | #VALUE! | #VALUE! | #VALUE! | #VALUE! | #VALUE! | #VALUE! | #VALUE! | #VALUE! | #VALUE! | #VALUE! | #VALUE! | #VALUE! | #VALUE! | #VALUE! | #VALUE! | #VALUE! | #VALUE! | #VALUE! | #VALUE! | #VALUE! | #VALUE! | #VALUE! | #VALUE! | #VALUE! | #VALUE! | #VALUE! | #VALUE! | #VALUE! | #VALUE! | #VALUE! | #VALUE! | #VALUE! | #VALUE! | #VALUE! | #VALUE! | #VALUE! | #VALUE! | #VALUE! | #VALUE! | #VALUE! | #VALUE! | #VALUE! | #VALUE! | #VALUE! | #VALUE! | #VALUE! | #VALUE! | #VALUE! | #VALUE! | #VALUE! | #VALUE! | #VALUE! | #VALUE! | #VALUE! | #VALUE! | #VALUE! | #VALUE! | #VALUE! | #VALUE! | #VALUE! | #VALUE! | #VALUE! | #VALUE! | #VALUE! | #VALUE! | #VALUE! | #VALUE! | #VALUE! | #VALUE! | #VALUE! | #VALUE! | #VALUE! | #VALUE! | #VALUE! | #VALUE! | #VALUE! | #VALUE! | #VALUE! | #VALUE! | #VALUE! | #VALUE! | #VALUE! | #VALUE! | #VALUE! | #VALUE! | #VALUE! | #VALUE! | #VALUE! | #VALUE! | #VALUE! | #VALUE! | #VALUE! | #VALUE! | #VALUE! | #VALUE! | #VALUE! | #VALUE! | #VALUE! | #VALUE! | #VALUE! | #VALUE! | #VALUE! | #VALUE! | #VALUE! | #VALUE! | #VALUE! | #VALUE! | #VALUE! | #VALUE! | #VALUE! | #VALUE! | #VALUE! | #VALUE! | #VALUE! | #VALUE! | #VALUE! | #VALUE! | #VALUE! | #VALUE! | #VALUE! | #VALUE! | #VALUE! | #VALUE! | #VALUE! | #VALUE! | #VALUE! | #VALUE! | #VALUE! | #VALUE! | #VALUE! | #VALUE! | #VALUE! | #VALUE! | #VALUE! | #VALUE! | #VALUE! | #VALUE! | #VALUE! | #VALUE! | #VALUE! | #VALUE! | #VALUE! | #VALUE! | #VALUE! | #VALUE! | #VALUE! | #VALUE! | #VALUE! | #VALUE! | #VALUE! | #VALUE! | #VALUE! | #VALUE! | #VALUE! | #VALUE! | #VALUE! | #VALUE! | #VALUE! | #VALUE! | #VALUE! | #VALUE! | #VALUE! | #VALUE! | #VALUE! | #VALUE! | #VALUE! | #VALUE! | #VALUE! | #VALUE! | #VALUE! | #VALUE! | #VALUE! | #VALUE! | #VALUE! | #VALUE! | #VALUE! | #VALUE! | #VALUE! | #VALUE! | #VALUE! | #VALUE! | #VALUE! | #VALUE! | #VALUE! | #VALUE! | #VALUE! | #VALUE! | #VALUE! | #VALUE! | #VALUE! | #VALUE! | #VALUE! | #VALUE! | #VALUE! | #VALUE! | #VALUE! | #VALUE! | #VALUE! | #VALUE! | #VALUE! | #VALUE! | #VALUE! | #VALUE! | #VALUE! | #VALUE! | #VALUE! | #VALUE! | #VALUE! | #VALUE! | #VALUE! | #VALUE! | #VALUE! | #VALUE! | #VALUE! | #VALUE! | #VALUE! | #VALUE! | #VALUE! | #VALUE! | #VALUE! | #VALUE! | #VALUE! | #VALUE! | #VALUE! | #VALUE! | #VALUE! | #VALUE! | #VALUE! | #VALUE! | #VALUE! | #VALUE! | #VALUE! | #VALUE! | #VALUE! | #VALUE! | #VALUE! | #VALUE! | #VALUE! | #VALUE! | #VALUE! | #VALUE! | #VALUE! | #VALUE! | #VALUE! | #VALUE! | #VALUE! | #VALUE! | #VALUE! | #VALUE! | #VALUE! | #VALUE! | #VALUE! | #VALUE! | #VALUE! | #VALUE! | #VALUE! | #VALUE! | #VALUE! | #VALUE! | #VALUE! | #VALUE! | #VALUE! | #VALUE! | #VALUE! | #VALUE! | #VALUE! | #VALUE! | #VALUE! | #VALUE! | #VALUE! | #VALUE! | #VALUE! | #VALUE! | #VALUE! | #VALUE! | #VALUE! | #VALUE! | #VALUE! | #VALUE! | #VALUE! | #VALUE! | #VALUE! | #VALUE! | #VALUE! | #VALUE! | #VALUE! | #VALUE! | #VALUE! | #VALUE! | #VALUE! | #VALUE! | #VALUE! | #VALUE! | #VALUE! | #VALUE! | #VALUE! | #VALUE! | #VALUE! | #VALUE! | #VALUE! | #VALUE! | #VALUE! | #VALUE! | #VALUE! | #VALUE! | #VALUE! | #VALUE! | #VALUE! | #VALUE! | #VALUE! | #VALUE! | #VALUE! | #VALUE! | #VALUE! | #VALUE! | #VALUE! | #VALUE! | #VALUE! | #VALUE! | #VALUE! | #VALUE! | #VALUE! | #VALUE! | #VALUE! | #VALUE! | #VALUE! | #VALUE! | #VALUE! | #VALUE! | #VALUE! | #VALUE! | #VALUE! | #VALUE! | #VALUE! | #VALUE! | #VALUE! | #VALUE! | #VALUE! | #VALUE! | #VALUE! | #VALUE! | #VALUE! | #VALUE! | #VALUE! | #VALUE! | #VALUE! | #VALUE! | #VALUE! | #VALUE! | #VALUE! | #VALUE! | #VALUE! | #VALUE! | #VALUE! | #VALUE! | #VALUE! | #VALUE! | #VALUE! | #VALUE! | #VALUE! | #VALUE! | #VALUE! | #VALUE! | #VALUE! | #VALUE! | #VALUE! | #VALUE! | #VALUE! | #VALUE! | #VALUE! | #VALUE! | #VALUE! | #VALUE! | #VALUE! | #VALUE! | #VALUE! | #VALUE! | #VALUE! | #VALUE! | #VALUE! | #VALUE! | #VALUE! | #VALUE! | #VALUE! | #VALUE! | #VALUE! | #VALUE! | #VALUE! | #VALUE! | #VALUE! | #VALUE! | #VALUE! | #VALUE! | #VALUE! | #VALUE! | #VALUE! | #VALUE! | #VALUE! | #VALUE! | #VALUE! | #VALUE! | #VALUE! | #VALUE! | #VALUE! | #VALUE! | #VALUE! | #VALUE! | #VALUE! | #VALUE! | #VALUE! | #VALUE! | #VALUE! | #VALUE! | #VALUE! | #VALUE! | #VALUE! | #VALUE! | #VALUE! | #VALUE! | #VALUE! | #VALUE! | #VALUE! | #VALUE! | #VALUE! | #VALUE! | #VALUE! | #VALUE! | #VALUE! | #VALUE! | #VALUE! | #VALUE! | #VALUE! | #VALUE! | #VALUE! | #VALUE! | #VALUE! | #VALUE! | #VALUE! | #VALUE! | #VALUE! | #VALUE! | #VALUE! | #VALUE! | #VALUE! | #VALUE! | #VALUE! | #VALUE! | #VALUE! | #VALUE! | #VALUE! | #VALUE! | #VALUE! | #VALUE! | #VALUE! | #VALUE! | #VALUE! | #VALUE! | #VALUE! | #VALUE! | #VALUE! | #VALUE! | #VALUE! | #VALUE! | #VALUE! | #VALUE! | #VALUE! | #VALUE! | #VALUE! | #VALUE! | #VALUE! | #VALUE! | #VALUE! | #VALUE! | #VALUE! | #VALUE! | #VALUE! | #VALUE! | #VALUE! | #VALUE! | #VALUE! | #VALUE! | #VALUE! | #VALUE! | #VALUE! | #VALUE! | #VALUE! | #VALUE! | #VALUE! | #VALUE! | #VALUE! | #VALUE! | #VALUE! | #VALUE! | #VALUE! | #VALUE! | #VALUE! | #VALUE! | #VALUE! | #VALUE! | #VALUE! | #VALUE! | #VALUE! | #VALUE! | #VALUE! | #VALUE! | #VALUE! | #VALUE! | #VALUE! | #VALUE! | #VALUE! | #VALUE! | #VALUE! | #VALUE! | #VALUE! | #VALUE! | #VALUE! | #VALUE! | #VALUE! | #VALUE! | #VALUE! | #VALUE! | #VALUE! | #VALUE! | #VALUE! | #VALUE! | #VALUE! | #VALUE! | #VALUE! | #VALUE! | #VALUE! | #VALUE! | #VALUE! | #VALUE! | #VALUE! | #VALUE! | #VALUE! | #VALUE! | #VALUE! | #VALUE! | #VALUE! | #VALUE! | #VALUE! | #VALUE! | #VALUE! | #VALUE! | #VALUE! | #VALUE! | #VALUE! | #VALUE! | #VALUE! | #VALUE! | #VALUE! | #VALUE! | #VALUE! | #VALUE! | #VALUE! | #VALUE! | #VALUE! | #VALUE! | #VALUE! | #VALUE! | #VALUE! | #VALUE! | #VALUE! | #VALUE! | #VALUE! | #VALUE! | #VALUE! | #VALUE! | #VALUE! | #VALUE! | #VALUE! | #VALUE! | #VALUE! | #VALUE! | #VALUE! | #VALUE! | #VALUE! | #VALUE! | #VALUE! | #VALUE! | #VALUE! | #VALUE! | #VALUE! | #VALUE! | #VALUE! | #VALUE! | #VALUE! | #VALUE! | #VALUE! | #VALUE! | #VALUE! | #VALUE! | #VALUE! | #VALUE! | #VALUE! | #VALUE! | #VALUE! | #VALUE! | #VALUE! | #VALUE! | #VALUE! | #VALUE! | #VALUE! | #VALUE! | #VALUE! | #VALUE! | #VALUE! | #VALUE! | #VALUE! | #VALUE! | #VALUE! | #VALUE! | #VALUE! | #VALUE! | #VALUE! | #VALUE! | #VALUE! | #VALUE! | #VALUE! | #VALUE! | #VALUE! | #VALUE! | #VALUE! | #VALUE! | #VALUE! | #VALUE! | #VALUE! | #VALUE! | #VALUE! | #VALUE! | #VALUE! | #VALUE! | #VALUE! | #VALUE! | #VALUE! | #VALUE! | #VALUE! | #VALUE! | #VALUE! | #VALUE! | #VALUE! | #VALUE! | #VALUE! | #VALUE! | #VALUE! | #VALUE! | #VALUE! | #VALUE! | #VALUE! | #VALUE! | #VALUE! | #VALUE! | #VALUE! | #VALUE! | #VALUE! | #VALUE! | #VALUE! | #VALUE! | #VALUE! | #VALUE! | #VALUE! | #VALUE! | #VALUE! | #VALUE! | #VALUE! | #VALUE! | #VALUE! | #VALUE! | #VALUE! | #VALUE! | #VALUE! | #VALUE! | #VALUE! | #VALUE! | #VALUE! | #VALUE! | #VALUE! | #VALUE! | #VALUE! | #VALUE! | #VALUE! | #VALUE! | #VALUE! | #VALUE! | #VALUE! | #VALUE! | #VALUE! | #VALUE! | #VALUE! | #VALUE! | #VALUE! | #VALUE! | #VALUE! | #VALUE! | #VALUE! | #VALUE! | #VALUE! | #VALUE! | #VALUE! | #VALUE! | #VALUE! | #VALUE! | #VALUE! | #VALUE! | #VALUE! | #VALUE! | #VALUE! | #VALUE! | #VALUE! | #VALUE! | #VALUE! | #VALUE! | #VALUE! | #VALUE! | #VALUE! | #VALUE! | #VALUE! | #VALUE! | #VALUE! | #VALUE! | #VALUE! | #VALUE! | #VALUE! | #VALUE! | #VALUE! | #VALUE! | #VALUE! | #VALUE! | #VALUE! | #VALUE! | #VALUE! | #VALUE! | #VALUE! | #VALUE! | #VALUE! | #VALUE! | #VALUE! | #VALUE! | #VALUE! | #VALUE! | #VALUE! | #VALUE! | #VALUE! | #VALUE! | #VALUE! | #VALUE! | #VALUE! | #VALUE! | #VALUE! | #VALUE! | #VALUE! | #VALUE! | #VALUE! | #VALUE! | #VALUE! | #VALUE! | #VALUE! | #VALUE! | #VALUE! | #VALUE! | #VALUE! | #VALUE! | #VALUE! | #VALUE! | #VALUE! | #VALUE! | #VALUE! | #VALUE! | #VALUE! | #VALUE! | #VALUE! | #VALUE! | #VALUE! | #VALUE! | #VALUE! | #VALUE! | #VALUE! | #VALUE! | #VALUE! | #VALUE! | #VALUE! | #VALUE! | #VALUE! | #VALUE! | #VALUE! | #VALUE! | #VALUE! | #VALUE! | #VALUE! | #VALUE! | #VALUE! | #VALUE! | #VALUE! | #VALUE! | #VALUE! | #VALUE! | #VALUE! | #VALUE! | #VALUE! | #VALUE! | #VALUE! | #VALUE! | #VALUE! | #VALUE! | #VALUE! | #VALUE! | #VALUE! | #VALUE! | #VALUE! | #VALUE! | #VALUE! | #VALUE! | #VALUE! | #VALUE! | #VALUE! | #VALUE! | #VALUE! | #VALUE! | #VALUE! | #VALUE! | #VALUE! | #VALUE! | #VALUE! | #VALUE! | #VALUE! | #VALUE! | #VALUE! | #VALUE! | #VALUE! | #VALUE! | #VALUE! | #VALUE! | #VALUE! | #VALUE! | #VALUE! | #VALUE! | #VALUE! | #VALUE! | #VALUE! | #VALUE! | #VALUE! | #VALUE! | #VALUE! | #VALUE! | #VALUE! | #VALUE! | #VALUE! | #VALUE! | #VALUE! | #VALUE! | #VALUE! | #VALUE! | #VALUE! | #VALUE! | #VALUE! | #VALUE! | #VALUE! | #VALUE! | #VALUE! | #VALUE! | #VALUE! | #VALUE! | #VALUE! | #VALUE! | #VALUE! | #VALUE! | #VALUE! | #VALUE! | #VALUE! | #VALUE! | #VALUE! | #VALUE! | #VALUE! | #VALUE! | #VALUE! | #VALUE! | #VALUE! | #VALUE! | #VALUE! | #VALUE! | #VALUE! | #VALUE! | #VALUE! | #VALUE! | #VALUE! | #VALUE! | #VALUE! | #VALUE! | #VALUE! | #VALUE! | #VALUE! | #VALUE! | #VALUE! | #VALUE! | #VALUE! | #VALUE! | #VALUE! | #VALUE! | #VALUE! | #VALUE! | #VALUE! | #VALUE! | #VALUE! | #VALUE! | #VALUE! | #VALUE! | #VALUE! | #VALUE! | #VALUE! | #VALUE! | #VALUE! | #VALUE! | #VALUE! | #VALUE! | #VALUE! | #VALUE! | #VALUE! | #VALUE! | #VALUE! | #VALUE! | #VALUE! | #VALUE! | #VALUE! | #VALUE! | #VALUE! | #VALUE! | #VALUE! | #VALUE! | #VALUE! | #VALUE! | #VALUE! | #VALUE! | #VALUE! | #VALUE! | #VALUE! | #VALUE! | #VALUE! | #VALUE! | #VALUE! | #VALUE! | #VALUE! | #VALUE! | #VALUE! | #VALUE! | #VALUE! | #VALUE! | #VALUE! | #VALUE! | #VALUE! | #VALUE! | #VALUE! | #VALUE! | #VALUE! | #VALUE! | #VALUE! | #VALUE! | #VALUE! | #VALUE! | #VALUE! | #VALUE! | #VALUE! | #VALUE! | #VALUE! | #VALUE! | #VALUE! | #VALUE! | #VALUE! | #VALUE! | #VALUE! | #VALUE! | #VALUE! | #VALUE! | #VALUE! | #VALUE! | #VALUE! | #VALUE! | #VALUE! | #VALUE! | #VALUE! | #VALUE! | #VALUE! | #VALUE! | #VALUE! | #VALUE! | #VALUE! | #VALUE! | #VALUE! | #VALUE! | #VALUE! | #VALUE! | #VALUE! | #VALUE! | #VALUE! | #VALUE! | #VALUE! | #VALUE! | #VALUE! | #VALUE! | #VALUE! | #VALUE! | #VALUE! | #VALUE! | #VALUE! | #VALUE! | #VALUE! | #VALUE! | #VALUE! | #VALUE! | #VALUE! | #VALUE! | #VALUE! | #VALUE! | #VALUE! | #VALUE! | #VALUE! | #VALUE! | #VALUE! | #VALUE! | #VALUE! | #VALUE! | #VALUE! | #VALUE! | #VALUE! | #VALUE! | #VALUE! | #VALUE! | #VALUE! | #VALUE! | #VALUE! | #VALUE! | #VALUE! | #VALUE! | #VALUE! | #VALUE! | #VALUE! | #VALUE! | #VALUE! | #VALUE! | #VALUE! | #VALUE! | #VALUE! | #VALUE! | #VALUE! | #VALUE! | #VALUE! | #VALUE! | #VALUE! | #VALUE! | #VALUE! | #VALUE! | #VALUE! | #VALUE! | #VALUE! | #VALUE! | #VALUE! | #VALUE! | #VALUE! | #VALUE! | #VALUE! | #VALUE! | #VALUE! | #VALUE! | #VALUE! | #VALUE! | #VALUE! | #VALUE! | #VALUE! | #VALUE! | #VALUE! | #VALUE! | #VALUE! | #VALUE! | #VALUE! | #VALUE! | #VALUE! | #VALUE! | #VALUE! | #VALUE! | #VALUE! | #VALUE! | #VALUE! | #VALUE! | #VALUE! | #VALUE! | #VALUE! | #VALUE! | #VALUE! | #VALUE! | #VALUE! | #VALUE! | #VALUE! | #VALUE! | #VALUE! | #VALUE! | #VALUE! | #VALUE! | #VALUE! | #VALUE! | #VALUE! | #VALUE! | #VALUE! | #VALUE! | #VALUE! | #VALUE! | #VALUE! | #VALUE! | #VALUE! | #VALUE! | #VALUE! | #VALUE! | #VALUE! | #VALUE! | #VALUE! | #VALUE! | #VALUE! | #VALUE! | #VALUE! | #VALUE! | #VALUE! | #VALUE! | #VALUE! | #VALUE! | #VALUE! | #VALUE! | #VALUE! | #VALUE! | #VALUE! | #VALUE! | #VALUE! | #VALUE! | #VALUE! | #VALUE! | #VALUE! | #VALUE! | #VALUE! | #VALUE! | #VALUE! | #VALUE! | #VALUE! | #VALUE! | #VALUE! | #VALUE! | #VALUE! | #VALUE! | #VALUE! | #VALUE! | #VALUE! | #VALUE! | #VALUE! | #VALUE! | #VALUE! | #VALUE! | #VALUE! | #VALUE! | #VALUE! | #VALUE! | #VALUE! | #VALUE! | #VALUE! | #VALUE! | #VALUE! | #VALUE! | #VALUE! | #VALUE! | #VALUE! | #VALUE! | #VALUE! | #VALUE! | #VALUE! | #VALUE! | #VALUE! | #VALUE! | #VALUE! | #VALUE! | #VALUE! | #VALUE! | #VALUE! | #VALUE! | #VALUE! | #VALUE! | #VALUE! | #VALUE! | #VALUE! | #VALUE! | #VALUE! | #VALUE! | #VALUE! | #VALUE! | #VALUE! | #VALUE! | #VALUE! | #VALUE! | #VALUE! | #VALUE! | #VALUE! | #VALUE! | #VALUE! | #VALUE! | #VALUE! | #VALUE! | #VALUE! | #VALUE! | #VALUE! | #VALUE! | #VALUE! | #VALUE! | #VALUE! | #VALUE! | #VALUE! | #VALUE! | #VALUE! | #VALUE! | #VALUE! | #VALUE! | #VALUE! | #VALUE! | #VALUE! | #VALUE! | #VALUE! | #VALUE! | #VALUE! | #VALUE! | #VALUE! | #VALUE! | #VALUE! | #VALUE! | #VALUE! | #VALUE! | #VALUE! | #VALUE! | #VALUE! | #VALUE! | #VALUE! | #VALUE! | #VALUE! | #VALUE! | #VALUE! | #VALUE! | #VALUE! | #VALUE! | #VALUE! | #VALUE! | #VALUE! | #VALUE! | #VALUE! | #VALUE! | #VALUE! | #VALUE! | #VALUE! | #VALUE! | #VALUE! | #VALUE! | #VALUE! | #VALUE! | #VALUE! | #VALUE! | #VALUE! | #VALUE! | #VALUE! | #VALUE! | #VALUE! | #VALUE! | #VALUE! | #VALUE! | #VALUE! | #VALUE! | #VALUE! | #VALUE! | #VALUE! | #VALUE! | #VALUE! | #VALUE! | #VALUE! | #VALUE! | #VALUE! | #VALUE! | #VALUE! | #VALUE! | #VALUE! | #VALUE! | #VALUE! | #VALUE! | #VALUE! | #VALUE! | #VALUE! | #VALUE! | #VALUE! | #VALUE! | #VALUE! | #VALUE! | #VALUE! | #VALUE! | #VALUE! | #VALUE! | #VALUE! | #VALUE! | #VALUE! | #VALUE! | #VALUE! | #VALUE! | #VALUE! | #VALUE! | #VALUE! | #VALUE! | #VALUE! | #VALUE! | #VALUE! | #VALUE! | #VALUE! | #VALUE! | #VALUE! | #VALUE! | #VALUE! | #VALUE! | #VALUE! | #VALUE! | #VALUE! | #VALUE! | #VALUE! | #VALUE! | #VALUE! | #VALUE! | #VALUE! | #VALUE! | #VALUE! | #VALUE! | #VALUE! | #VALUE! | #VALUE! | #VALUE! | #VALUE! | #VALUE! | #VALUE! | #VALUE! | #VALUE! | #VALUE! | #VALUE! | #VALUE! | #VALUE! | #VALUE! | #VALUE! | #VALUE! | #VALUE! | #VALUE! | #VALUE! | #VALUE! | #VALUE! | #VALUE! | #VALUE! | #VALUE! | #VALUE! | #VALUE! | #VALUE! | #VALUE! | #VALUE! | #VALUE! | #VALUE! | #VALUE! | #VALUE! | #VALUE! | #VALUE! | #VALUE! | #VALUE! | #VALUE! | #VALUE! | #VALUE! | #VALUE! | #VALUE! | #VALUE! | #VALUE! | #VALUE! | #VALUE! | #VALUE! | #VALUE! | #VALUE! | #VALUE! | #VALUE! | #VALUE! | #VALUE! | #VALUE! | #VALUE! | #VALUE! | #VALUE! | #VALUE! | #VALUE! | #VALUE! | #VALUE! | #VALUE! | #VALUE! | #VALUE! | #VALUE! | #VALUE! | #VALUE! | #VALUE! | #VALUE! | #VALUE! | #VALUE! | #VALUE! | #VALUE! | #VALUE! | #VALUE! | #VALUE! | #VALUE! | #VALUE! | #VALUE! | #VALUE! | #VALUE! | #VALUE! | #VALUE! | #VALUE! | #VALUE! | #VALUE! | #VALUE! | #VALUE! | #VALUE! | #VALUE! | #VALUE! | #VALUE! | #VALUE! | #VALUE! | #VALUE! | #VALUE! | #VALUE! | #VALUE! | #VALUE! | #VALUE! | #VALUE! | #VALUE! | #VALUE! | #VALUE! | #VALUE! | #VALUE! | #VALUE! | #VALUE! | #VALUE! | #VALUE! | #VALUE! | #VALUE! | #VALUE! | #VALUE! | #VALUE! | #VALUE! | #VALUE! | #VALUE! | #VALUE! | #VALUE! | #VALUE! | #VALUE! | #VALUE! | #VALUE! | #VALUE! | #VALUE! | #VALUE! | #VALUE! | #VALUE! | #VALUE! | #VALUE! | #VALUE! | #VALUE! | #VALUE! | #VALUE! | #VALUE! | #VALUE! | #VALUE! | #VALUE! | #VALUE! | #VALUE! | #VALUE! | #VALUE! | #VALUE! | #VALUE! | #VALUE! | #VALUE! | #VALUE! | #VALUE! | #VALUE! | #VALUE! | #VALUE! | #VALUE! | #VALUE! | #VALUE! | #VALUE! | #VALUE! | #VALUE! | #VALUE! | #VALUE! | #VALUE! | #VALUE! | #VALUE! | #VALUE! | #VALUE! | #VALUE! | #VALUE! | #VALUE! | #VALUE! | #VALUE! | #VALUE! | #VALUE! | #VALUE! | #VALUE! | #VALUE! | #VALUE! | #VALUE! | #VALUE! | #VALUE! | #VALUE! | #VALUE! | #VALUE! | #VALUE! | #VALUE! | #VALUE! | #VALUE! | #VALUE! | #VALUE! | #VALUE! | #VALUE! | #VALUE! | #VALUE! | #VALUE! | #VALUE! | #VALUE! | #VALUE! | #VALUE! | #VALUE! | #VALUE! | #VALUE! | #VALUE! | #VALUE! | #VALUE! | #VALUE! | #VALUE! | #VALUE! | #VALUE! | #VALUE! | #VALUE! | #VALUE! | #VALUE! | #VALUE! | #VALUE! | #VALUE! | #VALUE! | #VALUE! | #VALUE! | #VALUE! | #VALUE! | #VALUE! | #VALUE! | #VALUE! | #VALUE! | #VALUE! | #VALUE! | #VALUE! | #VALUE! | #VALUE! | #VALUE! | #VALUE! | #VALUE! | #VALUE! | #VALUE! | #VALUE! | #VALUE! | #VALUE! | #VALUE! | #VALUE! | #VALUE! | #VALUE! | #VALUE! | #VALUE! | #VALUE! | #VALUE! | #VALUE! | #VALUE! | #VALUE! | #VALUE! | #VALUE! | #VALUE! | #VALUE! | #VALUE! | #VALUE! | #VALUE! | #VALUE! | #VALUE! | #VALUE! | #VALUE! | #VALUE! | #VALUE! | #VALUE! | #VALUE! | #VALUE! | #VALUE! | #VALUE! | #VALUE! | #VALUE! | #VALUE! | #VALUE! | #VALUE! | #VALUE! | #VALUE! | #VALUE! | #VALUE! | #VALUE! | #VALUE! | #VALUE! | #VALUE! | #VALUE! | #VALUE! | #VALUE! | #VALUE! | #VALUE! | #VALUE! | #VALUE! | #VALUE! | #VALUE! | #VALUE! | #VALUE! | #VALUE! | #VALUE! | #VALUE! | #VALUE! | #VALUE! | #VALUE! | #VALUE! | #VALUE! | #VALUE! | #VALUE! | #VALUE! | #VALUE! | #VALUE! | #VALUE! | #VALUE! | #VALUE! | #VALUE! | #VALUE! | #VALUE! | #VALUE! | #VALUE! | #VALUE! | #VALUE! | #VALUE! | #VALUE! | #VALUE! | #VALUE! | #VALUE! | #VALUE! | #VALUE! | #VALUE! | #VALUE! | #VALUE! | #VALUE! | #VALUE! | #VALUE! | #VALUE! | #VALUE! | #VALUE! | #VALUE! | #VALUE! | #VALUE! | #VALUE! | #VALUE! | #VALUE! | #VALUE! | #VALUE! | #VALUE! | #VALUE! | #VALUE! | #VALUE! | #VALUE! | #VALUE! | #VALUE! | #VALUE! | #VALUE! | #VALUE! | #VALUE! | #VALUE! | #VALUE! | #VALUE! | #VALUE! | #VALUE! | #VALUE! | #VALUE! | #VALUE! | #VALUE! | #VALUE! | #VALUE! | #VALUE! | #VALUE! | #VALUE! | #VALUE! | #VALUE! | #VALUE! | #VALUE! | #VALUE! | #VALUE! | #VALUE! | #VALUE! | #VALUE! | #VALUE! | #VALUE! | #VALUE! | #VALUE! | #VALUE! | #VALUE! | #VALUE! | #VALUE! | #VALUE! | #VALUE! | #VALUE! | #VALUE! | #VALUE! | #VALUE! | #VALUE! | #VALUE! | #VALUE! | #VALUE! | #VALUE! | #VALUE! | #VALUE! | #VALUE! | #VALUE! | #VALUE! | #VALUE! | #VALUE! | #VALUE! | #VALUE! | #VALUE! | #VALUE! | #VALUE! | #VALUE! | #VALUE! | #VALUE! | #VALUE! | #VALUE! | #VALUE! | #VALUE! | #VALUE! | #VALUE! | #VALUE! | #VALUE! | #VALUE! | #VALUE! | #VALUE! | #VALUE! | #VALUE! | #VALUE! | #VALUE! | #VALUE! | #VALUE! | #VALUE! | #VALUE! | #VALUE! | #VALUE! | #VALUE! | #VALUE! | #VALUE! | #VALUE! | #VALUE! | #VALUE! | #VALUE! | #VALUE! | #VALUE! | #VALUE! | #VALUE! | #VALUE! | #VALUE! | #VALUE! | #VALUE! | #VALUE! | #VALUE! | #VALUE! | #VALUE! | #VALUE! | #VALUE! | #VALUE! | #VALUE! | #VALUE! | #VALUE! | #VALUE! | #VALUE! | #VALUE! | #VALUE! | #VALUE! | #VALUE! | #VALUE! | #VALUE! | #VALUE! | #VALUE! | #VALUE! | #VALUE! | #VALUE! | #VALUE! | #VALUE! | #VALUE! | #VALUE! | #VALUE! | #VALUE! | #VALUE! | #VALUE! | #VALUE! | #VALUE! | #VALUE! | #VALUE! | #VALUE! | #VALUE! | #VALUE! | #VALUE! | #VALUE! | #VALUE! | #VALUE! | #VALUE! | #VALUE! | #VALUE! | #VALUE! | #VALUE! | #VALUE! | #VALUE! | #VALUE! | #VALUE! | #VALUE! | #VALUE! | #VALUE! | #VALUE! | #VALUE! | #VALUE! | #VALUE! | #VALUE! | #VALUE! | #VALUE! | #VALUE! | #VALUE! | #VALUE! | #VALUE! | #VALUE! | #VALUE! | #VALUE! | #VALUE! | #VALUE! | #VALUE! | #VALUE! | #VALUE! | #VALUE! | #VALUE! | #VALUE! | #VALUE! | #VALUE! | #VALUE! | #VALUE! | #VALUE! | #VALUE! | #VALUE! | #VALUE! | #VALUE! | #VALUE! | #VALUE! | #VALUE! | #VALUE! | #VALUE! | #VALUE! | #VALUE! | #VALUE! | #VALUE! | #VALUE! | #VALUE! | #VALUE! | #VALUE! | #VALUE! | #VALUE! | #VALUE! | #VALUE! | #VALUE! | #VALUE! | #VALUE! | #VALUE! | #VALUE! | #VALUE! | #VALUE! | #VALUE! | #VALUE! | #VALUE! | #VALUE! | #VALUE! | #VALUE! | #VALUE! | #VALUE! | #VALUE! | #VALUE! | #VALUE! | #VALUE! | #VALUE! | #VALUE! | #VALUE! | #VALUE! | #VALUE! | #VALUE! | #VALUE! | #VALUE! | #VALUE! | #VALUE! | #VALUE! | #VALUE! | #VALUE! | #VALUE! | #VALUE! | #VALUE! | #VALUE! | #VALUE! | #VALUE! | #VALUE! | #VALUE! | #VALUE! | #VALUE! | #VALUE! | #VALUE! | #VALUE! | #VALUE! | #VALUE! | #VALUE! | #VALUE! | #VALUE! | #VALUE! | #VALUE! | #VALUE! | #VALUE! | #VALUE! | #VALUE! | #VALUE! | #VALUE! | #VALUE! | #VALUE! | #VALUE! | #VALUE! | #VALUE! | #VALUE! | #VALUE! | #VALUE! | #VALUE! | #VALUE! | #VALUE! | #VALUE! | #VALUE! | #VALUE! | #VALUE! | #VALUE! | #VALUE! | #VALUE! | #VALUE! | #VALUE! | #VALUE! | #VALUE! | #VALUE! | #VALUE! | #VALUE! | #VALUE! | #VALUE! | #VALUE! | #VALUE! | #VALUE! | #VALUE! | #VALUE! | #VALUE! | #VALUE! | #VALUE! | #VALUE! | #VALUE! | #VALUE! | #VALUE! | #VALUE! | #VALUE! | #VALUE! | #VALUE! | #VALUE! | #VALUE! | #VALUE! | #VALUE! | #VALUE! | #VALUE! | #VALUE! | #VALUE! | #VALUE! | #VALUE! | #VALUE! | #VALUE! | #VALUE! | #VALUE! | #VALUE! | #VALUE! | #VALUE! | #VALUE! | #VALUE! | #VALUE! | #VALUE! | #VALUE! | #VALUE! | #VALUE! | #VALUE! | #VALUE! | #VALUE! | #VALUE! | #VALUE! | #VALUE! | #VALUE! | #VALUE! | #VALUE! | #VALUE! | #VALUE! | #VALUE! | #VALUE! | #VALUE! | #VALUE! | #VALUE! | #VALUE! | #VALUE! | #VALUE! | #VALUE! | #VALUE! | #VALUE! | #VALUE! | #VALUE! | #VALUE! | #VALUE! | #VALUE! | #VALUE! | #VALUE! | #VALUE! | #VALUE! | #VALUE! | #VALUE! | #VALUE! | #VALUE! | #VALUE! | #VALUE! | #VALUE! | #VALUE! | #VALUE! | #VALUE! | #VALUE! | #VALUE! | #VALUE! | #VALUE! | #VALUE! | #VALUE! | #VALUE! | #VALUE! | #VALUE! | #VALUE! | #VALUE! | #VALUE! | #VALUE! | #VALUE! | #VALUE! | #VALUE! | #VALUE! | #VALUE! | #VALUE! | #VALUE! | #VALUE! | #VALUE! | #VALUE! | #VALUE! | #VALUE! | #VALUE! | #VALUE! | #VALUE! | #VALUE! | #VALUE! | #VALUE! | #VALUE! | #VALUE! | #VALUE! | #VALUE! | #VALUE! | #VALUE! | #VALUE! | #VALUE! | #VALUE! | #VALUE! | #VALUE! | #VALUE! | #VALUE! | #VALUE! | #VALUE! | #VALUE! | #VALUE! | #VALUE! | #VALUE! | #VALUE! | #VALUE! | #VALUE! | #VALUE! | #VALUE! | #VALUE! | #VALUE! | #VALUE! | #VALUE! | #VALUE! | #VALUE! | #VALUE! | #VALUE! | #VALUE! | #VALUE! | #VALUE! | #VALUE! | #VALUE! | #VALUE! | #VALUE! | #VALUE! | #VALUE! | #VALUE! | #VALUE! | #VALUE! | #VALUE! | #VALUE! | #VALUE! | #VALUE! | #VALUE! | #VALUE! | #VALUE! | #VALUE! | #VALUE! | #VALUE! | #VALUE! | #VALUE! | #VALUE! | #VALUE! | #VALUE! | #VALUE! | #VALUE! | #VALUE! | #VALUE! | #VALUE! | #VALUE! | #VALUE! | #VALUE! | #VALUE! | #VALUE! | #VALUE! | #VALUE! | #VALUE! | #VALUE! | #VALUE! | #VALUE! | #VALUE! | #VALUE! | #VALUE! | #VALUE! | #VALUE! | #VALUE! | #VALUE! | #VALUE! | #VALUE! | #VALUE! | #VALUE! | #VALUE! | #VALUE! | #VALUE! | #VALUE! | #VALUE! | #VALUE! | #VALUE! | #VALUE! | #VALUE! | #VALUE! | #VALUE! | #VALUE! | #VALUE! | #VALUE! | #VALUE! | #VALUE! | #VALUE! | #VALUE! | #VALUE! | #VALUE! | #VALUE! | #VALUE! | #VALUE! | #VALUE! | #VALUE! | #VALUE! | #VALUE! | #VALUE! | #VALUE! | #VALUE! | #VALUE! | #VALUE! | #VALUE! | #VALUE! | #VALUE! | #VALUE! | #VALUE! | #VALUE! | #VALUE! | #VALUE! | #VALUE! | #VALUE! | #VALUE! | #VALUE! | #VALUE! | #VALUE! | #VALUE! | #VALUE! | #VALUE! | #VALUE! | #VALUE! | #VALUE! | #VALUE! | #VALUE! | #VALUE! | #VALUE! | #VALUE! | #VALUE! | #VALUE! | #VALUE! | #VALUE! | #VALUE! | #VALUE! | #VALUE! | #VALUE! | #VALUE! | #VALUE! | #VALUE! | #VALUE! | #VALUE! | #VALUE! | #VALUE! | #VALUE! | #VALUE! | #VALUE! | #VALUE! | #VALUE! | #VALUE! | #VALUE! | #VALUE! | #VALUE! | #VALUE! | #VALUE! | #VALUE! | #VALUE! | #VALUE! | #VALUE! | #VALUE! | #VALUE! | #VALUE! | #VALUE! | #VALUE! | #VALUE! | #VALUE! | #VALUE! | #VALUE! | #VALUE! | #VALUE! | #VALUE! | #VALUE! | #VALUE! | #VALUE! | #VALUE! | #VALUE! | #VALUE! | #VALUE! | #VALUE! | #VALUE! | #VALUE! | #VALUE! | #VALUE! | #VALUE! | #VALUE! | #VALUE! | #VALUE! | #VALUE! | #VALUE! | #VALUE! | #VALUE! | #VALUE! | #VALUE! | #VALUE! | #VALUE! | #VALUE! | #VALUE! | #VALUE! | #VALUE! | #VALUE! | #VALUE! | #VALUE! | #VALUE! | #VALUE! | #VALUE! | #VALUE! | #VALUE! | #VALUE! | #VALUE! | #VALUE! | #VALUE! | #VALUE! | #VALUE! | #VALUE! | #VALUE! | #VALUE! | #VALUE! | #VALUE! | #VALUE! | #VALUE! | #VALUE! | #VALUE! | #VALUE! | #VALUE! | #VALUE! | #VALUE! | #VALUE! | #VALUE! | #VALUE! | #VALUE! | #VALUE! | #VALUE! | #VALUE! | #VALUE! | #VALUE! | #VALUE! | #VALUE! | #VALUE! | #VALUE! | #VALUE! | #VALUE! | #VALUE! | #VALUE! | #VALUE! | #VALUE! | #VALUE! | #VALUE! | #VALUE! | #VALUE! | #VALUE! | #VALUE! | #VALUE! | #VALUE! | #VALUE! | #VALUE! | #VALUE! | #VALUE! | #VALUE! | #VALUE! | #VALUE! | #VALUE! | #VALUE! | #VALUE! | #VALUE! | #VALUE! | #VALUE! | #VALUE! | #VALUE! | #VALUE! | #VALUE! | #VALUE! | #VALUE! | #VALUE! | #VALUE! | #VALUE! | #VALUE! | #VALUE! | #VALUE! | #VALUE! | #VALUE! | #VALUE! | #VALUE! | #VALUE! | #VALUE! | #VALUE! | #VALUE! | #VALUE! | #VALUE! | #VALUE! | #VALUE! | #VALUE! | #VALUE! | #VALUE! | #VALUE! | #VALUE! | #VALUE! | #VALUE! | #VALUE! | #VALUE! | #VALUE! | #VALUE! | #VALUE! | #VALUE! | #VALUE! | #VALUE! | #VALUE! | #VALUE! | #VALUE! | #VALUE! | #VALUE! | #VALUE! | #VALUE! | #VALUE! | #VALUE! | #VALUE! | #VALUE! | #VALUE! | #VALUE! | #VALUE! | #VALUE! | #VALUE! | #VALUE! | #VALUE! | #VALUE! | #VALUE! | #VALUE! | #VALUE! | #VALUE! | #VALUE! | #VALUE! | #VALUE! | #VALUE! | #VALUE! | #VALUE! | #VALUE! | #VALUE! | #VALUE! | #VALUE! | #VALUE! | #VALUE! | #VALUE! | #VALUE! | #VALUE! | #VALUE! | #VALUE! | #VALUE! | #VALUE! | #VALUE! | #VALUE! | #VALUE! | #VALUE! | #VALUE! | #VALUE! | #VALUE! | #VALUE! | #VALUE! | #VALUE! | #VALUE! | #VALUE! | #VALUE! | #VALUE! | #VALUE! | #VALUE! | #VALUE! | #VALUE! | #VALUE! | #VALUE! | #VALUE! | #VALUE! | #VALUE! | #VALUE! | #VALUE! | #VALUE! | #VALUE! | #VALUE! | #VALUE! | #VALUE! | #VALUE! | #VALUE! | #VALUE! | #VALUE! | #VALUE! | #VALUE! | #VALUE! | #VALUE! | #VALUE! | #VALUE! | #VALUE! | #VALUE! | #VALUE! | #VALUE! | #VALUE! | #VALUE! | #VALUE! | #VALUE! | #VALUE! | #VALUE! | #VALUE! | #VALUE! | #VALUE! | #VALUE! | #VALUE! | #VALUE! | #VALUE! | #VALUE! | #VALUE! | #VALUE! | #VALUE! | #VALUE! | #VALUE! | #VALUE! | #VALUE! | #VALUE! | #VALUE! | #VALUE! | #VALUE! | #VALUE! | #VALUE! | #VALUE! | #VALUE! | #VALUE! | #VALUE! | #VALUE! | #VALUE! | #VALUE! | #VALUE! | #VALUE! | #VALUE! | #VALUE! | #VALUE! | #VALUE! | #VALUE! | #VALUE! | #VALUE! | #VALUE! | #VALUE! | #VALUE! | #VALUE! | #VALUE! | #VALUE! | #VALUE! | #VALUE! | #VALUE! | #VALUE! | #VALUE! | #VALUE! | #VALUE! | #VALUE! | #VALUE! | #VALUE! | #VALUE! | #VALUE! | #VALUE! | #VALUE! | #VALUE! | #VALUE! | #VALUE! | #VALUE! | #VALUE! | #VALUE! | #VALUE! | #VALUE! | #VALUE! | #VALUE! | #VALUE! | #VALUE! | #VALUE! | #VALUE! | #VALUE! | #VALUE! | #VALUE! | #VALUE! | #VALUE! | #VALUE! | #VALUE! | #VALUE! | #VALUE! | #VALUE! | #VALUE! | #VALUE! | #VALUE! | #VALUE! | #VALUE! | #VALUE! | #VALUE! | #VALUE! | #VALUE! | #VALUE! | #VALUE! | #VALUE! | #VALUE! | #VALUE! | #VALUE! | #VALUE! | #VALUE! | #VALUE! | #VALUE! | #VALUE! | #VALUE! | #VALUE! | #VALUE! | #VALUE! | #VALUE! | #VALUE! | #VALUE! | #VALUE! | #VALUE! | #VALUE! | #VALUE! | #VALUE! | #VALUE! | #VALUE! | #VALUE! | #VALUE! | #VALUE! | #VALUE! | #VALUE! | #VALUE! | #VALUE! | #VALUE! | #VALUE! | #VALUE! | #VALUE! | #VALUE! | #VALUE! | #VALUE! | #VALUE! | #VALUE! | #VALUE! | #VALUE! | #VALUE! | #VALUE! | #VALUE! | #VALUE! | #VALUE! | #VALUE! | #VALUE! | #VALUE! | #VALUE! | #VALUE! | #VALUE! | #VALUE! | #VALUE! | #VALUE! | #VALUE! | #VALUE! | #VALUE! | #VALUE! | #VALUE! | #VALUE! | #VALUE! | #VALUE! | #VALUE! | #VALUE! | #VALUE! | #VALUE! | #VALUE! | #VALUE! | #VALUE! | #VALUE! | #VALUE! | #VALUE! | #VALUE! | #VALUE! | #VALUE! | #VALUE! | #VALUE! | #VALUE! | #VALUE! | #VALUE! | #VALUE! | #VALUE! | #VALUE! | #VALUE! | #VALUE! | #VALUE! | #VALUE! | #VALUE! | #VALUE! | #VALUE! | #VALUE! | #VALUE! | #VALUE! | #VALUE! | #VALUE! | #VALUE! | #VALUE! | #VALUE! | #VALUE! | #VALUE! | #VALUE! | #VALUE! | #VALUE! | #VALUE! | #VALUE! | #VALUE! | #VALUE! | #VALUE! | #VALUE! | #VALUE! | #VALUE! | #VALUE! | #VALUE! | #VALUE! | #VALUE! | #VALUE! | #VALUE! | #VALUE! | #VALUE! | #VALUE! | #VALUE! | #VALUE! | #VALUE! | #VALUE! | #VALUE! | #VALUE! | #VALUE! | #VALUE! | #VALUE! | #VALUE! | #VALUE! | #VALUE! | #VALUE! | #VALUE! | #VALUE! | #VALUE! | #VALUE! | #VALUE! | #VALUE! | #VALUE! | #VALUE! | #VALUE! | #VALUE! | #VALUE! | #VALUE! | #VALUE! | #VALUE! | #VALUE! | #VALUE! | #VALUE! | #VALUE! | #VALUE! | #VALUE! | #VALUE! | #VALUE! | #VALUE! | #VALUE! | #VALUE! | #VALUE! | #VALUE! | #VALUE! | #VALUE! | #VALUE! | #VALUE! | #VALUE! | #VALUE! | #VALUE! | #VALUE! | #VALUE! | #VALUE! | #VALUE! | #VALUE! | #VALUE! | #VALUE! | #VALUE! | #VALUE! | #VALUE! | #VALUE! | #VALUE! | #VALUE! | #VALUE! | #VALUE! | #VALUE! | #VALUE! | #VALUE! | #VALUE! | #VALUE! | #VALUE! | #VALUE! | #VALUE! | #VALUE! | #VALUE! | #VALUE! | #VALUE! | #VALUE! | #VALUE! | #VALUE! | #VALUE! | #VALUE! | #VALUE! | #VALUE! | #VALUE! | #VALUE! | #VALUE! | #VALUE! | #VALUE! | #VALUE! | #VALUE! | #VALUE! | #VALUE! | #VALUE! | #VALUE! | #VALUE! | #VALUE! | #VALUE! | #VALUE! | #VALUE! | #VALUE! | #VALUE! | #VALUE! | #VALUE! | #VALUE! | #VALUE! | #VALUE! | #VALUE! | #VALUE! | #VALUE! | #VALUE! | #VALUE! | #VALUE! | #VALUE! | #VALUE! | #VALUE! | #VALUE! | #VALUE! | #VALUE! | #VALUE! | #VALUE! | #VALUE! | #VALUE! | #VALUE! | #VALUE! | #VALUE! | #VALUE! | #VALUE! | #VALUE! | #VALUE! | #VALUE! | #VALUE! | #VALUE! | #VALUE! | #VALUE! | #VALUE! | #VALUE! | #VALUE! | #VALUE! | #VALUE! | #VALUE! | #VALUE! | #VALUE! | #VALUE! | #VALUE! | #VALUE! | #VALUE! | #VALUE! | #VALUE! | #VALUE! | #VALUE! | #VALUE! | #VALUE! | #VALUE! | #VALUE! | #VALUE! | #VALUE! | #VALUE! | #VALUE! | #VALUE! | #VALUE! | #VALUE! | #VALUE! | #VALUE! | #VALUE! | #VALUE! | #VALUE! | #VALUE! | #VALUE! | #VALUE! | #VALUE! | #VALUE! | #VALUE! | #VALUE! | #VALUE! | #VALUE! | #VALUE! | #VALUE! | #VALUE! | #VALUE! | #VALUE! | #VALUE! | #VALUE! | #VALUE! | #VALUE! | #VALUE! | #VALUE! | #VALUE! | #VALUE! | #VALUE! | #VALUE! | #VALUE! | #VALUE! | #VALUE! | #VALUE! | #VALUE! | #VALUE! | #VALUE! | #VALUE! | #VALUE! | #VALUE! | #VALUE! | #VALUE! | #VALUE! | #VALUE! | #VALUE! | #VALUE! | #VALUE! | #VALUE! | #VALUE! | #VALUE! | #VALUE! | #VALUE! | #VALUE! | #VALUE! | #VALUE! | #VALUE! | #VALUE! | #VALUE! | #VALUE! | #VALUE! | #VALUE! | #VALUE! | #VALUE! | #VALUE! | #VALUE! | #VALUE! | #VALUE! | #VALUE! | #VALUE! | #VALUE! | #VALUE! | #VALUE! | #VALUE! | #VALUE! | #VALUE! | #VALUE! | #VALUE! | #VALUE! | #VALUE! | #VALUE! | #VALUE! | #VALUE! | #VALUE! | #VALUE! | #VALUE! | #VALUE! | #VALUE! | #VALUE! | #VALUE! | #VALUE! | #VALUE! | #VALUE! | #VALUE! | #VALUE! | #VALUE! | #VALUE! | #VALUE! | #VALUE! | #VALUE! | #VALUE! | #VALUE! | #VALUE! | #VALUE! | #VALUE! | #VALUE! | #VALUE! | #VALUE! | #VALUE! | #VALUE! | #VALUE! | #VALUE! | #VALUE! | #VALUE! | #VALUE! | #VALUE! | #VALUE! | #VALUE! | #VALUE! | #VALUE! | #VALUE! | #VALUE! | #VALUE! | #VALUE! | #VALUE! | #VALUE! | #VALUE! | #VALUE! | #VALUE! | #VALUE! | #VALUE! | #VALUE! | #VALUE! | #VALUE! | #VALUE! | #VALUE! | #VALUE! | #VALUE! | #VALUE! | #VALUE! | #VALUE! | #VALUE! | #VALUE! | #VALUE! | #VALUE! | #VALUE! | #VALUE! | #VALUE! | #VALUE! | #VALUE! | #VALUE! | #VALUE! | #VALUE! | #VALUE! | #VALUE! | #VALUE! | #VALUE! | #VALUE! | #VALUE! | #VALUE! | #VALUE! | #VALUE! | #VALUE! | #VALUE! | #VALUE! | #VALUE! | #VALUE! | #VALUE! | #VALUE! | #VALUE! | #VALUE! | #VALUE! | #VALUE! | #VALUE! | #VALUE! | #VALUE! | #VALUE! | #VALUE! | #VALUE! | #VALUE! | #VALUE! | #VALUE! | #VALUE! | #VALUE! | #VALUE! | #VALUE! | #VALUE! | #VALUE! | #VALUE! | #VALUE! | #VALUE! | #VALUE! | #VALUE! | #VALUE! | #VALUE! | #VALUE! | #VALUE! | #VALUE! | #VALUE! | #VALUE! | #VALUE! | #VALUE! | #VALUE! | #VALUE! | #VALUE! | #VALUE! | #VALUE! | #VALUE! | #VALUE! | #VALUE! | #VALUE! | #VALUE! | #VALUE! | #VALUE! | #VALUE! | #VALUE! | #VALUE! | #VALUE! | #VALUE! | #VALUE! | #VALUE! | #VALUE! | #VALUE! | #VALUE! | #VALUE! | #VALUE! | #VALUE! | #VALUE! | #VALUE! | #VALUE! | #VALUE! | #VALUE! | #VALUE! | #VALUE! | #VALUE! | #VALUE! | #VALUE! | #VALUE! | #VALUE! | #VALUE! | #VALUE! | #VALUE! | #VALUE! | #VALUE! | #VALUE! | #VALUE! | #VALUE! | #VALUE! | #VALUE! | #VALUE! | #VALUE! | #VALUE! | #VALUE! | #VALUE! | #VALUE! | #VALUE! | #VALUE! | #VALUE! | #VALUE! | #VALUE! | #VALUE! | #VALUE! | #VALUE! | #VALUE! | #VALUE! | #VALUE! | #VALUE! | #VALUE! | #VALUE! | #VALUE! | #VALUE! | #VALUE! | #VALUE! | #VALUE! | #VALUE! | #VALUE! | #VALUE! | #VALUE! | #VALUE! | #VALUE! | #VALUE! | #VALUE! | #VALUE! | #VALUE! | #VALUE! | #VALUE! | #VALUE! | #VALUE! | #VALUE! | #VALUE! | #VALUE! | #VALUE! | #VALUE! | #VALUE! | #VALUE! | #VALUE! | #VALUE! | #VALUE! | #VALUE! | #VALUE! | #VALUE! | #VALUE! | #VALUE! | #VALUE! | #VALUE! | #VALUE! | #VALUE! | #VALUE! | #VALUE! | #VALUE! | #VALUE! | #VALUE! | #VALUE! | #VALUE! | #VALUE! | #VALUE! | #VALUE! | #VALUE! | #VALUE! | #VALUE! | #VALUE! | #VALUE! | #VALUE! | #VALUE! | #VALUE! | #VALUE! | #VALUE! | #VALUE! | #VALUE! | #VALUE! | #VALUE! | #VALUE! | #VALUE! | #VALUE! | #VALUE! | #VALUE! | #VALUE! | #VALUE! | #VALUE! | #VALUE! | #VALUE! | #VALUE! | #VALUE! | #VALUE! | #VALUE! | #VALUE! | #VALUE! | #VALUE! | #VALUE! | #VALUE! | #VALUE! | #VALUE! | #VALUE! | #VALUE! | #VALUE! | #VALUE! | #VALUE! | #VALUE! | #VALUE! | #VALUE! | #VALUE! | #VALUE! | #VALUE! | #VALUE! | #VALUE! | #VALUE! | #VALUE! | #VALUE! | #VALUE! | #VALUE! | #VALUE! | #VALUE! | #VALUE! | #VALUE! | #VALUE! | #VALUE! | #VALUE! | #VALUE! | #VALUE! | #VALUE! | #VALUE! | #VALUE! | #VALUE! | #VALUE! | #VALUE! | #VALUE! | #VALUE! | #VALUE! | #VALUE! | #VALUE! | #VALUE! | #VALUE! | #VALUE! | #VALUE! | #VALUE! | #VALUE! | #VALUE! | #VALUE! | #VALUE! | #VALUE! | #VALUE! | #VALUE! | #VALUE! | #VALUE! | #VALUE! | #VALUE! | #VALUE! | #VALUE! | #VALUE! | #VALUE! | #VALUE! | #VALUE! | #VALUE! | #VALUE! | #VALUE! | #VALUE! | #VALUE! | #VALUE! | #VALUE! | #VALUE! | #VALUE! | #VALUE! | #VALUE! | #VALUE! | #VALUE! | #VALUE! | #VALUE! | #VALUE! | #VALUE! | #VALUE! | #VALUE! | #VALUE! | #VALUE! | #VALUE! | #VALUE! | #VALUE! | #VALUE! | #VALUE! | #VALUE! | #VALUE! | #VALUE! | #VALUE! | #VALUE! | #VALUE! | #VALUE! | #VALUE! | #VALUE! | #VALUE! | #VALUE! | #VALUE! | #VALUE! | #VALUE! | #VALUE! | #VALUE! | #VALUE! | #VALUE! | #VALUE! | #VALUE! | #VALUE! | #VALUE! | #VALUE! | #VALUE! | #VALUE! | #VALUE! | #VALUE! | #VALUE! | #VALUE! | #VALUE! | #VALUE! | #VALUE! | #VALUE! | #VALUE! | #VALUE! | #VALUE! | #VALUE! | #VALUE! | #VALUE! | #VALUE! | #VALUE! | #VALUE! | #VALUE! | #VALUE! | #VALUE! | #VALUE! | #VALUE! | #VALUE! | #VALUE! | #VALUE! | #VALUE! | #VALUE! | #VALUE! | #VALUE! | #VALUE! | #VALUE! | #VALUE! | #VALUE! | #VALUE! | #VALUE! | #VALUE! | #VALUE! | #VALUE! | #VALUE! | #VALUE! | #VALUE! | #VALUE! | #VALUE! | #VALUE! | #VALUE! | #VALUE! | #VALUE! | #VALUE! | #VALUE! | #VALUE! | #VALUE! | #VALUE! | #VALUE! | #VALUE! | #VALUE! | #VALUE! | #VALUE! | #VALUE! | #VALUE! | #VALUE! | #VALUE! | #VALUE! | #VALUE! | #VALUE! | #VALUE! | #VALUE! | #VALUE! | #VALUE! | #VALUE! | #VALUE! | #VALUE! | #VALUE! | #VALUE! | #VALUE! | #VALUE! | #VALUE! | #VALUE! | #VALUE! | #VALUE! | #VALUE! | #VALUE! | #VALUE! | #VALUE! | #VALUE! | #VALUE! | #VALUE! | #VALUE! | #VALUE! | #VALUE! | #VALUE! | #VALUE! | #VALUE! | #VALUE! | #VALUE! | #VALUE! | #VALUE! | #VALUE! | #VALUE! | #VALUE! | #VALUE! | #VALUE! | #VALUE! | #VALUE! | #VALUE! | #VALUE! | #VALUE! | #VALUE! | #VALUE! | #VALUE! | #VALUE! | #VALUE! | #VALUE! | #VALUE! | #VALUE! | #VALUE! | #VALUE! | #VALUE! | #VALUE! | #VALUE! | #VALUE! | #VALUE! | #VALUE! | #VALUE! | #VALUE! | #VALUE! | #VALUE! | #VALUE! | #VALUE! | #VALUE! | #VALUE! | #VALUE! | #VALUE! | #VALUE! | #VALUE! | #VALUE! | #VALUE! | #VALUE! | #VALUE! | #VALUE! | #VALUE! | #VALUE! | #VALUE! | #VALUE! | #VALUE! | #VALUE! | #VALUE! | #VALUE! | #VALUE! | #VALUE! | #VALUE! | #VALUE! | #VALUE! | #VALUE! | #VALUE! | #VALUE! | #VALUE! | #VALUE! | #VALUE! | #VALUE! | #VALUE! | #VALUE! | #VALUE! | #VALUE! | #VALUE! | #VALUE! | #VALUE! | #VALUE! | #VALUE! | #VALUE! | #VALUE! | #VALUE! | #VALUE! | #VALUE! | #VALUE! | #VALUE! | #VALUE! | #VALUE! | #VALUE! | #VALUE! | #VALUE! | #VALUE! | #VALUE! | #VALUE! | #VALUE! | #VALUE! | #VALUE! | #VALUE! | #VALUE! | #VALUE! | #VALUE! | #VALUE! | #VALUE! | #VALUE! | #VALUE! | #VALUE! | #VALUE! | #VALUE! | #VALUE! | #VALUE! | #VALUE! | #VALUE! | #VALUE! | #VALUE! | #VALUE! | #VALUE! | #VALUE! | #VALUE! | #VALUE! | #VALUE! | #VALUE! | #VALUE! | #VALUE! | #VALUE! | #VALUE! | #VALUE! | #VALUE! | #VALUE! | #VALUE! | #VALUE! | #VALUE! | #VALUE! | #VALUE! | #VALUE! | #VALUE! | #VALUE! | #VALUE! | #VALUE! | #VALUE! | #VALUE! | #VALUE! | #VALUE! | #VALUE! | #VALUE! | #VALUE! | #VALUE! | #VALUE! | #VALUE! | #VALUE! | #VALUE! | #VALUE! | #VALUE! | #VALUE! | #VALUE! | #VALUE! | #VALUE! | #VALUE! | #VALUE! | #VALUE! | #VALUE! | #VALUE! | #VALUE! | #VALUE! | #VALUE! | #VALUE! | #VALUE! | #VALUE! | #VALUE! | #VALUE! | #VALUE! | #VALUE! | #VALUE! | #VALUE! | #VALUE! | #VALUE! | #VALUE! | #VALUE! | #VALUE! | #VALUE! | #VALUE! | #VALUE! | #VALUE! | #VALUE! | #VALUE! | #VALUE! | #VALUE! | #VALUE! | #VALUE! | #VALUE! | #VALUE! | #VALUE! | #VALUE! | #VALUE! | #VALUE! | #VALUE! | #VALUE! | #VALUE! | #VALUE! | #VALUE! | #VALUE! | #VALUE! | #VALUE! | #VALUE! | #VALUE! | #VALUE! | #VALUE! | #VALUE! | #VALUE! | #VALUE! | #VALUE! | #VALUE! | #VALUE! | #VALUE! | #VALUE! | #VALUE! | #VALUE! | #VALUE! | #VALUE! | #VALUE! | #VALUE! | #VALUE! | #VALUE! | #VALUE! | #VALUE! | #VALUE! | #VALUE! | #VALUE! | #VALUE! | #VALUE! | #VALUE! | #VALUE! | #VALUE! | #VALUE! | #VALUE! | #VALUE! | #VALUE! | #VALUE! | #VALUE! | #VALUE! | #VALUE! | #VALUE! | #VALUE! | #VALUE! | #VALUE! | #VALUE! | #VALUE! | #VALUE! | #VALUE! | #VALUE! | #VALUE! | #VALUE! | #VALUE! | #VALUE! | #VALUE! | #VALUE! | #VALUE! | #VALUE! | #VALUE! | #VALUE! | #VALUE! | #VALUE! | #VALUE! | #VALUE! | #VALUE! | #VALUE! | #VALUE! | #VALUE! | #VALUE! | #VALUE! | #VALUE! | #VALUE! | #VALUE! | #VALUE! | #VALUE! | #VALUE! | #VALUE! | #VALUE! | #VALUE! | #VALUE! | #VALUE! | #VALUE! | #VALUE! | #VALUE! | #VALUE! | #VALUE! | #VALUE! | #VALUE! | #VALUE! | #VALUE! | #VALUE! | #VALUE! | #VALUE! | #VALUE! | #VALUE! | #VALUE! | #VALUE! | #VALUE! | #VALUE! | #VALUE! | #VALUE! | #VALUE! | #VALUE! | #VALUE! | #VALUE! | #VALUE! | #VALUE! | #VALUE! | #VALUE! | #VALUE! | #VALUE! | #VALUE! | #VALUE! | #VALUE! | #VALUE! | #VALUE! | #VALUE! | #VALUE! | #VALUE! | #VALUE! | #VALUE! | #VALUE! | #VALUE! | #VALUE! | #VALUE! | #VALUE! | #VALUE! | #VALUE! | #VALUE! | #VALUE! | #VALUE! | #VALUE! | #VALUE! | #VALUE! | #VALUE! | #VALUE! | #VALUE! | #VALUE! | #VALUE! | #VALUE! | #VALUE! | #VALUE! | #VALUE! | #VALUE! | #VALUE! | #VALUE! | #VALUE! | #VALUE! | #VALUE! | #VALUE! | #VALUE! | #VALUE! | #VALUE! | #VALUE! | #VALUE! | #VALUE! | #VALUE! | #VALUE! | #VALUE! | #VALUE! | #VALUE! | #VALUE! | #VALUE! | #VALUE! | #VALUE! | #VALUE! | #VALUE! | #VALUE! | #VALUE! | #VALUE! | #VALUE! | #VALUE! | #VALUE! | #VALUE! | #VALUE! | #VALUE! | #VALUE! | #VALUE! | #VALUE! | #VALUE! | #VALUE! | #VALUE! | #VALUE! | #VALUE! | #VALUE! | #VALUE! | #VALUE! | #VALUE! | #VALUE! | #VALUE! | #VALUE! | #VALUE! | #VALUE! | #VALUE! | #VALUE! | #VALUE! | #VALUE! | #VALUE! | #VALUE! | #VALUE! | #VALUE! | #VALUE! | #VALUE! | #VALUE! | #VALUE! | #VALUE! | #VALUE! | #VALUE! | #VALUE! | #VALUE! | #VALUE! | #VALUE! | #VALUE! | #VALUE! | #VALUE! | #VALUE! | #VALUE! | #VALUE! | #VALUE! | #VALUE! | #VALUE! | #VALUE! | #VALUE! | #VALUE! | #VALUE! | #VALUE! | #VALUE! | #VALUE! | #VALUE! | #VALUE! | #VALUE! | #VALUE! | #VALUE! | #VALUE! | #VALUE! | #VALUE! | #VALUE! | #VALUE! | #VALUE! | #VALUE! | #VALUE! | #VALUE! | #VALUE! | #VALUE! | #VALUE! | #VALUE! | #VALUE! | #VALUE! | #VALUE! | #VALUE! | #VALUE! | #VALUE! | #VALUE! | #VALUE! | #VALUE! | #VALUE! | #VALUE! | #VALUE! | #VALUE! | #VALUE! | #VALUE! | #VALUE! | #VALUE! | #VALUE! | #VALUE! | #VALUE! | #VALUE! | #VALUE! | #VALUE! | #VALUE! | #VALUE! | #VALUE! | #VALUE! | #VALUE! | #VALUE! | #VALUE! | #VALUE! | #VALUE! | #VALUE! | #VALUE! | #VALUE! | #VALUE! | #VALUE! | #VALUE! | #VALUE! | #VALUE! | #VALUE! | #VALUE! | #VALUE! | #VALUE! | #VALUE! | #VALUE! | #VALUE! | #VALUE! | #VALUE! | #VALUE! | #VALUE! | #VALUE! | #VALUE! | #VALUE! | #VALUE! | #VALUE! | #VALUE! | #VALUE! | #VALUE! | #VALUE! | #VALUE! | #VALUE! | #VALUE! | #VALUE! | #VALUE! | #VALUE! | #VALUE! | #VALUE! | #VALUE! | #VALUE! | #VALUE! | #VALUE! | #VALUE! | #VALUE! | #VALUE! | #VALUE! | #VALUE! | #VALUE! | #VALUE! | #VALUE! | #VALUE! | #VALUE! | #VALUE! | #VALUE! | #VALUE! | #VALUE! | #VALUE! | #VALUE! | #VALUE! | #VALUE! | #VALUE! | #VALUE! | #VALUE! | #VALUE! | #VALUE! | #VALUE! | #VALUE! | #VALUE! | #VALUE! | #VALUE! | #VALUE! | #VALUE! | #VALUE! | #VALUE! | #VALUE! | #VALUE! | #VALUE! | #VALUE! | #VALUE! | #VALUE! | #VALUE! | #VALUE! | #VALUE! | #VALUE! | #VALUE! | #VALUE! | #VALUE! | #VALUE! | #VALUE! | #VALUE! | #VALUE! | #VALUE! | #VALUE! | #VALUE! | #VALUE! | #VALUE! | #VALUE! | #VALUE! | #VALUE! | #VALUE! | #VALUE! | #VALUE! | #VALUE! | #VALUE! | #VALUE! | #VALUE! | #VALUE! | #VALUE! | #VALUE! | #VALUE! | #VALUE! | #VALUE! | #VALUE! | #VALUE! | #VALUE! | #VALUE! | #VALUE! | #VALUE! | #VALUE! | #VALUE! | #VALUE! | #VALUE! | #VALUE! | #VALUE! | #VALUE! | #VALUE! | #VALUE! | #VALUE! | #VALUE! | #VALUE! | #VALUE! | #VALUE! | #VALUE! | #VALUE! | #VALUE! | #VALUE! | #VALUE! | #VALUE! | #VALUE! | #VALUE! | #VALUE! | #VALUE! | #VALUE! | #VALUE! | #VALUE! | #VALUE! | #VALUE! | #VALUE! | #VALUE! | #VALUE! | #VALUE! | #VALUE! | #VALUE! | #VALUE! | #VALUE! | #VALUE! | #VALUE! | #VALUE! | #VALUE! | #VALUE! | #VALUE! | #VALUE! | #VALUE! | #VALUE! | #VALUE! | #VALUE! | #VALUE! | #VALUE! | #VALUE! | #VALUE! | #VALUE! | #VALUE! | #VALUE! | #VALUE! | #VALUE! | #VALUE! | #VALUE! | #VALUE! | #VALUE! | #VALUE! | #VALUE! | #VALUE! | #VALUE! | #VALUE! | #VALUE! | #VALUE! | #VALUE! | #VALUE! | #VALUE! | #VALUE! | #VALUE! | #VALUE! | #VALUE! | #VALUE! | #VALUE! | #VALUE! | #VALUE! | #VALUE! | #VALUE! | #VALUE! | #VALUE! | #VALUE! | #VALUE! | #VALUE! | #VALUE! | #VALUE! | #VALUE! | #VALUE! | #VALUE! | #VALUE! | #VALUE! | #VALUE! | #VALUE! | #VALUE! | #VALUE! | #VALUE! | #VALUE! | #VALUE! | #VALUE! | #VALUE! | #VALUE! | #VALUE! | #VALUE! | #VALUE! | #VALUE! | #VALUE! | #VALUE! | #VALUE! | #VALUE! | #VALUE! | #VALUE! | #VALUE! | #VALUE! | #VALUE! | #VALUE! | #VALUE! | #VALUE! | #VALUE! | #VALUE! | #VALUE! | #VALUE! | #VALUE! | #VALUE! | #VALUE! | #VALUE! | #VALUE! | #VALUE! | #VALUE! | #VALUE! | #VALUE! | #VALUE! | #VALUE! | #VALUE! | #VALUE! | #VALUE! | #VALUE! | #VALUE! | #VALUE! | #VALUE! | #VALUE! | #VALUE! | #VALUE! | #VALUE! | #VALUE! | #VALUE! | #VALUE! | #VALUE! | #VALUE! | #VALUE! | #VALUE! | #VALUE! | #VALUE! | #VALUE! | #VALUE! | #VALUE! | #VALUE! | #VALUE! | #VALUE! | #VALUE! | #VALUE! | #VALUE! | #VALUE! | #VALUE! | #VALUE! | #VALUE! | #VALUE! | #VALUE! | #VALUE! | #VALUE! | #VALUE! | #VALUE! | #VALUE! | #VALUE! | #VALUE! | #VALUE! | #VALUE! | #VALUE! | #VALUE! | #VALUE! | #VALUE! | #VALUE! | #VALUE! | #VALUE! | #VALUE! | #VALUE! | #VALUE! | #VALUE! | #VALUE! | #VALUE! | #VALUE! | #VALUE! | #VALUE! | #VALUE! | #VALUE! | #VALUE! | #VALUE! | #VALUE! | #VALUE! | #VALUE! | #VALUE! | #VALUE! | #VALUE! | #VALUE! | #VALUE! | #VALUE! | #VALUE! | #VALUE! | #VALUE! | #VALUE! | #VALUE! | #VALUE! | #VALUE! | #VALUE! | #VALUE! | #VALUE! | #VALUE! | #VALUE! | #VALUE! | #VALUE! | #VALUE! | #VALUE! | #VALUE! | #VALUE! | #VALUE! | #VALUE! | #VALUE! | #VALUE! | #VALUE! | #VALUE! | #VALUE! | #VALUE! | #VALUE! | #VALUE! | #VALUE! | #VALUE! | #VALUE! | #VALUE! | #VALUE! | #VALUE! | #VALUE! | #VALUE! | #VALUE! | #VALUE! | #VALUE! | #VALUE! | #VALUE! | #VALUE! | #VALUE! | #VALUE! | #VALUE! | #VALUE! | #VALUE! | #VALUE! | #VALUE! | #VALUE! | #VALUE! | #VALUE! | #VALUE! | #VALUE! | #VALUE! | #VALUE! | #VALUE! | #VALUE! | #VALUE! | #VALUE! | #VALUE! | #VALUE! | #VALUE! | #VALUE! | #VALUE! | #VALUE! | #VALUE! | #VALUE! | #VALUE! | #VALUE! | #VALUE! | #VALUE! | #VALUE! | #VALUE! | #VALUE! | #VALUE! | #VALUE! | #VALUE! | #VALUE! | #VALUE! | #VALUE! | #VALUE! | #VALUE! | #VALUE! | #VALUE! | #VALUE! | #VALUE! | #VALUE! | #VALUE! | #VALUE! | #VALUE! | #VALUE! | #VALUE! | #VALUE! | #VALUE! | #VALUE! | #VALUE! | #VALUE! | #VALUE! | #VALUE! | #VALUE! | #VALUE! | #VALUE! | #VALUE! | #VALUE! | #VALUE! | #VALUE! | #VALUE! | #VALUE! | #VALUE! | #VALUE! | #VALUE! | #VALUE! | #VALUE! | #VALUE! | #VALUE! | #VALUE! | #VALUE! | #VALUE! | #VALUE! | #VALUE! | #VALUE! | #VALUE! | #VALUE! | #VALUE! | #VALUE! | #VALUE! | #VALUE! | #VALUE! | #VALUE! | #VALUE! | #VALUE! | #VALUE! | #VALUE! | #VALUE! | #VALUE! | #VALUE! | #VALUE! | #VALUE! | #VALUE! | #VALUE! | #VALUE! | #VALUE! | #VALUE! | #VALUE! | #VALUE! | #VALUE! | #VALUE! | #VALUE! | #VALUE! | #VALUE! | #VALUE! | #VALUE! | #VALUE! | #VALUE! | #VALUE! | #VALUE! | #VALUE! | #VALUE! | #VALUE! | #VALUE! | #VALUE! | #VALUE! | #VALUE! | #VALUE! | #VALUE! | #VALUE! | #VALUE! | #VALUE! | #VALUE! | #VALUE! | #VALUE! | #VALUE! | #VALUE! | #VALUE! | #VALUE! | #VALUE! | #VALUE! | #VALUE! | #VALUE! | #VALUE! | #VALUE! | #VALUE! | #VALUE! | #VALUE! | #VALUE! | #VALUE! | #VALUE! | #VALUE! | #VALUE! | #VALUE! | #VALUE! | #VALUE! | #VALUE! | #VALUE! | #VALUE! | #VALUE! | #VALUE! | #VALUE! | #VALUE! | #VALUE! | #VALUE! | #VALUE! | #VALUE! | #VALUE! | #VALUE! | #VALUE! | #VALUE! | #VALUE! | #VALUE! | #VALUE! | #VALUE! | #VALUE! | #VALUE! | #VALUE! | #VALUE! | #VALUE! | #VALUE! | #VALUE! | #VALUE! | #VALUE! | #VALUE! | #VALUE! | #VALUE! | #VALUE! | #VALUE! | #VALUE! | #VALUE! | #VALUE! | #VALUE! | #VALUE! | #VALUE! | #VALUE! | #VALUE! | #VALUE! | #VALUE! | #VALUE! | #VALUE! | #VALUE! | #VALUE! | #VALUE! | #VALUE! | #VALUE! | #VALUE! | #VALUE! | #VALUE! | #VALUE! | #VALUE! | #VALUE! | #VALUE! | #VALUE! | #VALUE! | #VALUE! | #VALUE! | #VALUE! | #VALUE! | #VALUE! | #VALUE! | #VALUE! | #VALUE! | #VALUE! | #VALUE! | #VALUE! | #VALUE! | #VALUE! | #VALUE! | #VALUE! | #VALUE! | #VALUE! | #VALUE! | #VALUE! | #VALUE! | #VALUE! | #VALUE! | #VALUE! | #VALUE! | #VALUE! | #VALUE! | #VALUE! | #VALUE! | #VALUE! | #VALUE! | #VALUE! | #VALUE! | #VALUE! | #VALUE! | #VALUE! | #VALUE! | #VALUE! | #VALUE! | #VALUE! | #VALUE! | #VALUE! | #VALUE! | #VALUE! | #VALUE! | #VALUE! | #VALUE! | #VALUE! | #VALUE! | #VALUE! | #VALUE! | #VALUE! | #VALUE! | #VALUE! | #VALUE! | #VALUE! | #VALUE! | #VALUE! | #VALUE! | #VALUE! | #VALUE! | #VALUE! | #VALUE! | #VALUE! | #VALUE! | #VALUE! | #VALUE! | #VALUE! | #VALUE! | #VALUE! | #VALUE! | #VALUE! | #VALUE! | #VALUE! | #VALUE! | #VALUE! | #VALUE! | #VALUE! | #VALUE! | #VALUE! | #VALUE! | #VALUE! | #VALUE! | #VALUE! | #VALUE! | #VALUE! | #VALUE! | #VALUE! | #VALUE! | #VALUE! | #VALUE! | #VALUE! | #VALUE! | #VALUE! | #VALUE! | #VALUE! | #VALUE! | #VALUE! | #VALUE! | #VALUE! | #VALUE! | #VALUE! | #VALUE! | #VALUE! | #VALUE! | #VALUE! | #VALUE! | #VALUE! | #VALUE! | #VALUE! | #VALUE! | #VALUE! | #VALUE! | #VALUE! | #VALUE! | #VALUE! | #VALUE! | #VALUE! | #VALUE! | #VALUE! | #VALUE! | #VALUE! | #VALUE! | #VALUE! | #VALUE! | #VALUE! | #VALUE! | #VALUE! | #VALUE! | #VALUE! | #VALUE! | #VALUE! | #VALUE! | #VALUE! | #VALUE! | #VALUE! | #VALUE! | #VALUE! | #VALUE! | #VALUE! | #VALUE! | #VALUE! | #VALUE! | #VALUE! | #VALUE! | #VALUE! | #VALUE! | #VALUE! | #VALUE! | #VALUE! | #VALUE! | #VALUE! | #VALUE! | #VALUE! | #VALUE! | #VALUE! | #VALUE! | #VALUE! | #VALUE! | #VALUE! | #VALUE! | #VALUE! | #VALUE! | #VALUE! | #VALUE! | #VALUE! | #VALUE! | #VALUE! | #VALUE! | #VALUE! | #VALUE! | #VALUE! | #VALUE! | #VALUE! | #VALUE! | #VALUE! | #VALUE! | #VALUE! | #VALUE! | #VALUE! | #VALUE! | #VALUE! | #VALUE! | #VALUE! | #VALUE! | #VALUE! | #VALUE! | #VALUE! | #VALUE! | #VALUE! | #VALUE! | #VALUE! | #VALUE! | #VALUE! | #VALUE! | #VALUE! | #VALUE! | #VALUE! | #VALUE! | #VALUE! | #VALUE! | #VALUE! | #VALUE! | #VALUE! | #VALUE! | #VALUE! | #VALUE! | #VALUE! | #VALUE! | #VALUE! | #VALUE! | #VALUE! | #VALUE! | #VALUE! | #VALUE! | #VALUE! | #VALUE! | #VALUE! | #VALUE! | #VALUE! | #VALUE! | #VALUE! | #VALUE! | #VALUE! | #VALUE! | #VALUE! | #VALUE! | #VALUE! | #VALUE! | #VALUE! | #VALUE! | #VALUE! | #VALUE! | #VALUE! | #VALUE! | #VALUE! | #VALUE! | #VALUE! | #VALUE! | #VALUE! | #VALUE! | #VALUE! | #VALUE! | #VALUE! | #VALUE! | #VALUE! | #VALUE! | #VALUE! | #VALUE! | #VALUE! | #VALUE! | #VALUE! | #VALUE! | #VALUE! | #VALUE! | #VALUE! | #VALUE! | #VALUE! | #VALUE! | #VALUE! | #VALUE! | #VALUE! | #VALUE! | #VALUE! | #VALUE! | #VALUE! | #VALUE! | #VALUE! | #VALUE! | #VALUE! | #VALUE! | #VALUE! | #VALUE! | #VALUE! | #VALUE! | #VALUE! | #VALUE! | #VALUE! | #VALUE! | #VALUE! | #VALUE! | #VALUE! | #VALUE! | #VALUE! | #VALUE! | #VALUE! | #VALUE! | #VALUE! | #VALUE! | #VALUE! | #VALUE! | #VALUE! | #VALUE! | #VALUE! | #VALUE! | #VALUE! | #VALUE! | #VALUE! | #VALUE! | #VALUE! | #VALUE! | #VALUE! | #VALUE! | #VALUE! | #VALUE! | #VALUE! | #VALUE! | #VALUE! | #VALUE! | #VALUE! | #VALUE! | #VALUE! | #VALUE! | #VALUE! | #VALUE! | #VALUE! | #VALUE! | #VALUE! | #VALUE! | #VALUE! | #VALUE! | #VALUE! | #VALUE! | #VALUE! | #VALUE! | #VALUE! | #VALUE! | #VALUE! | #VALUE! | #VALUE! | #VALUE! | #VALUE! | #VALUE! | #VALUE! | #VALUE! | #VALUE! | #VALUE! | #VALUE! | #VALUE! | #VALUE! | #VALUE! | #VALUE! | #VALUE! | #VALUE! | #VALUE! | #VALUE! | #VALUE! | #VALUE! | #VALUE! | #VALUE! | #VALUE! | #VALUE! | #VALUE! | #VALUE! | #VALUE! | #VALUE! | #VALUE! | #VALUE! | #VALUE! | #VALUE! | #VALUE! | #VALUE! | #VALUE! | #VALUE! | #VALUE! | #VALUE! | #VALUE! | #VALUE! | #VALUE! | #VALUE! | #VALUE! | #VALUE! | #VALUE! | #VALUE! | #VALUE! | #VALUE! | #VALUE! | #VALUE! | #VALUE! | #VALUE! | #VALUE! | #VALUE! | #VALUE! | #VALUE! | #VALUE! | #VALUE! | #VALUE! | #VALUE! | #VALUE! | #VALUE! | #VALUE! | #VALUE! | #VALUE! | #VALUE! | #VALUE! | #VALUE! | #VALUE! | #VALUE! | #VALUE! | #VALUE! | #VALUE! | #VALUE! | #VALUE! | #VALUE! | #VALUE! | #VALUE! | #VALUE! | #VALUE! | #VALUE! | #VALUE! | #VALUE! | #VALUE! | #VALUE! | #VALUE! | #VALUE! | #VALUE! | #VALUE! | #VALUE! | #VALUE! | #VALUE! | #VALUE! | #VALUE! | #VALUE! | #VALUE! | #VALUE! | #VALUE! | #VALUE! | #VALUE! | #VALUE! | #VALUE! | #VALUE! | #VALUE! | #VALUE! | #VALUE! | #VALUE! | #VALUE! | #VALUE! | #VALUE! | #VALUE! | #VALUE! | #VALUE! | #VALUE! | #VALUE! | #VALUE! | #VALUE! | #VALUE! | #VALUE! | #VALUE! | #VALUE! | #VALUE! | #VALUE! | #VALUE! | #VALUE! | #VALUE! | #VALUE! | #VALUE! | #VALUE! | #VALUE! | #VALUE! | #VALUE! | #VALUE! | #VALUE! | #VALUE! | #VALUE! | #VALUE! | #VALUE! | #VALUE! | #VALUE! | #VALUE! | #VALUE! | #VALUE! | #VALUE! | #VALUE! | #VALUE! | #VALUE! | #VALUE! | #VALUE! | #VALUE! | #VALUE! | #VALUE! | #VALUE! | #VALUE! | #VALUE! | #VALUE! | #VALUE! | #VALUE! | #VALUE! | #VALUE! | #VALUE! | #VALUE! | #VALUE! | #VALUE! | #VALUE! | #VALUE! | #VALUE! | #VALUE! | #VALUE! | #VALUE! | #VALUE! | #VALUE! | #VALUE! | #VALUE! | #VALUE! | #VALUE! | #VALUE! | #VALUE! | #VALUE! | #VALUE! | #VALUE! | #VALUE! | #VALUE! | #VALUE! | #VALUE! | #VALUE! | #VALUE! | #VALUE! | #VALUE! | #VALUE! | #VALUE! | #VALUE! | #VALUE! | #VALUE! | #VALUE! | #VALUE! | #VALUE! | #VALUE! | #VALUE! | #VALUE! | #VALUE! | #VALUE! | #VALUE! | #VALUE! | #VALUE! | #VALUE! | #VALUE! | #VALUE! | #VALUE! | #VALUE! | #VALUE! | #VALUE! | #VALUE! | #VALUE! | #VALUE! | #VALUE! | #VALUE! | #VALUE! | #VALUE! | #VALUE! | #VALUE! | #VALUE! | #VALUE! | #VALUE! | #VALUE! | #VALUE! | #VALUE! | #VALUE! | #VALUE! | #VALUE! | #VALUE! | #VALUE! | #VALUE! | #VALUE! | #VALUE! | #VALUE! | #VALUE! | #VALUE! | #VALUE! | #VALUE! | #VALUE! | #VALUE! | #VALUE! | #VALUE! | #VALUE! | #VALUE! | #VALUE! | #VALUE! | #VALUE! | #VALUE! | #VALUE! | #VALUE! | #VALUE! | #VALUE! | #VALUE! | #VALUE! | #VALUE! | #VALUE! | #VALUE! | #VALUE! | #VALUE! | #VALUE! | #VALUE! | #VALUE! | #VALUE! | #VALUE! | #VALUE! | #VALUE! | #VALUE! | #VALUE! | #VALUE! | #VALUE! | #VALUE! | #VALUE! | #VALUE! | #VALUE! | #VALUE! | #VALUE! | #VALUE! | #VALUE! | #VALUE! | #VALUE! | #VALUE! | #VALUE! | #VALUE! | #VALUE! | #VALUE! | #VALUE! | #VALUE! | #VALUE! | #VALUE! | #VALUE! | #VALUE! | #VALUE! | #VALUE! | #VALUE! | #VALUE! | #VALUE! | #VALUE! | #VALUE! | #VALUE! | #VALUE! | #VALUE! | #VALUE! | #VALUE! | #VALUE! | #VALUE! | #VALUE! | #VALUE! | #VALUE! | #VALUE! | #VALUE! | #VALUE! | #VALUE! | #VALUE! | #VALUE! | #VALUE! | #VALUE! | #VALUE! | #VALUE! | #VALUE! | #VALUE! | #VALUE! | #VALUE! | #VALUE! | #VALUE! | #VALUE! | #VALUE! | #VALUE! | #VALUE! | #VALUE! | #VALUE! | #VALUE! | #VALUE! | #VALUE! | #VALUE! | #VALUE! | #VALUE! | #VALUE! | #VALUE! | #VALUE! | #VALUE! | #VALUE! | #VALUE! | #VALUE! | #VALUE! | #VALUE! | #VALUE! | #VALUE! | #VALUE! | #VALUE! | #VALUE! | #VALUE! | #VALUE! | #VALUE! | #VALUE! | #VALUE! | #VALUE! | #VALUE! | #VALUE! | #VALUE! | #VALUE! | #VALUE! | #VALUE! | #VALUE! | #VALUE! | #VALUE! | #VALUE! | #VALUE! | #VALUE! | #VALUE! | #VALUE! | #VALUE! | #VALUE! | #VALUE! | #VALUE! | #VALUE! | #VALUE! | #VALUE! | #VALUE! | #VALUE! | #VALUE! | #VALUE! | #VALUE! | #VALUE! | #VALUE! | #VALUE! | #VALUE! | #VALUE! | #VALUE! | #VALUE! | #VALUE! | #VALUE! | #VALUE! | #VALUE! | #VALUE! | #VALUE! | #VALUE! | #VALUE! | #VALUE! | #VALUE! | #VALUE! | #VALUE! | #VALUE! | #VALUE! | #VALUE! | #VALUE! | #VALUE! | #VALUE! | #VALUE! | #VALUE! | #VALUE! | #VALUE! | #VALUE! | #VALUE! | #VALUE! | #VALUE! | #VALUE! | #VALUE! | #VALUE! | #VALUE! | #VALUE! | #VALUE! | #VALUE! | #VALUE! | #VALUE! | #VALUE! | #VALUE! | #VALUE! | #VALUE! | #VALUE! | #VALUE! | #VALUE! | #VALUE! | #VALUE! | #VALUE! | #VALUE! | #VALUE! | #VALUE! | #VALUE! | #VALUE! | #VALUE! | #VALUE! | #VALUE! | #VALUE! | #VALUE! | #VALUE! | #VALUE! | #VALUE! | #VALUE! | #VALUE! | #VALUE! | #VALUE! | #VALUE! | #VALUE! | #VALUE! | #VALUE! | #VALUE! | #VALUE! | #VALUE! | #VALUE! | #VALUE! | #VALUE! | #VALUE! | #VALUE! | #VALUE! | #VALUE! | #VALUE! | #VALUE! | #VALUE! | #VALUE! | #VALUE! | #VALUE! | #VALUE! | #VALUE! | #VALUE! | #VALUE! | #VALUE! | #VALUE! | #VALUE! | #VALUE! | #VALUE! | #VALUE! | #VALUE! | #VALUE! | #VALUE! | #VALUE! | #VALUE! | #VALUE! | #VALUE! | #VALUE! | #VALUE! | #VALUE! | #VALUE! | #VALUE! | #VALUE! | #VALUE! | #VALUE! | #VALUE! | #VALUE! | #VALUE! | #VALUE! | #VALUE! | #VALUE! | #VALUE! | #VALUE! | #VALUE! | #VALUE! | #VALUE! | #VALUE! | #VALUE! | #VALUE! | #VALUE! | #VALUE! | #VALUE! | #VALUE! | #VALUE! | #VALUE! | #VALUE! | #VALUE! | #VALUE! | #VALUE! | #VALUE! | #VALUE! | #VALUE! | #VALUE! | #VALUE! | #VALUE! | #VALUE! | #VALUE! | #VALUE! | #VALUE! | #VALUE! | #VALUE! | #VALUE! | #VALUE! | #VALUE! | #VALUE! | #VALUE! | #VALUE! | #VALUE! | #VALUE! | #VALUE! | #VALUE! | #VALUE! | #VALUE! | #VALUE! | #VALUE! | #VALUE! | #VALUE! | #VALUE! | #VALUE! | #VALUE! | #VALUE! | #VALUE! | #VALUE! | #VALUE! | #VALUE! | #VALUE! | #VALUE! | #VALUE! | #VALUE! | #VALUE! | #VALUE! | #VALUE! | #VALUE! | #VALUE! | #VALUE! | #VALUE! | #VALUE! | #VALUE! | #VALUE! | #VALUE! | #VALUE! | #VALUE! | #VALUE! | #VALUE! | #VALUE! | #VALUE! | #VALUE! | #VALUE! | #VALUE! | #VALUE! | #VALUE! | #VALUE! | #VALUE! | #VALUE! | #VALUE! | #VALUE! | #VALUE! | #VALUE! | #VALUE! | #VALUE! | #VALUE! | #VALUE! | #VALUE! | #VALUE! | #VALUE! | #VALUE! | #VALUE! | #VALUE! | #VALUE! | #VALUE! | #VALUE! | #VALUE! | #VALUE! | #VALUE! | #VALUE! | #VALUE! | #VALUE! | #VALUE! | #VALUE! | #VALUE! | #VALUE! | #VALUE! | #VALUE! | #VALUE! | #VALUE! | #VALUE! | #VALUE! | #VALUE! | #VALUE! | #VALUE! | #VALUE! | #VALUE! | #VALUE! | #VALUE! | #VALUE! | #VALUE! | #VALUE! | #VALUE! | #VALUE! | #VALUE! | #VALUE! | #VALUE! | #VALUE! | #VALUE! | #VALUE! | #VALUE! | #VALUE! | #VALUE! | #VALUE! | #VALUE! | #VALUE! | #VALUE! | #VALUE! | #VALUE! | #VALUE! | #VALUE! | #VALUE! | #VALUE! | #VALUE! | #VALUE! | #VALUE! | #VALUE! | #VALUE! | #VALUE! | #VALUE! | #VALUE! | #VALUE! | #VALUE! | #VALUE! | #VALUE! | #VALUE! | #VALUE! | #VALUE! | #VALUE! | #VALUE! | #VALUE! | #VALUE! | #VALUE! | #VALUE! | #VALUE! | #VALUE! | #VALUE! | #VALUE! | #VALUE! | #VALUE! | #VALUE! | #VALUE! | #VALUE! | #VALUE! | #VALUE! | #VALUE! | #VALUE! | #VALUE! | #VALUE! | #VALUE! | #VALUE! | #VALUE! | #VALUE! | #VALUE! | #VALUE! | #VALUE! | #VALUE! | #VALUE! | #VALUE! | #VALUE! | #VALUE! | #VALUE! | #VALUE! | #VALUE! | #VALUE! | #VALUE! | #VALUE! | #VALUE! | #VALUE! | #VALUE! | #VALUE! | #VALUE! | #VALUE! | #VALUE! | #VALUE! | #VALUE! | #VALUE! | #VALUE! | #VALUE! | #VALUE! | #VALUE! | #VALUE! | #VALUE! | #VALUE! | #VALUE! | #VALUE! | #VALUE! | #VALUE! | #VALUE! | #VALUE! | #VALUE! | #VALUE! | #VALUE! | #VALUE! | #VALUE! | #VALUE! | #VALUE! | #VALUE! | #VALUE! | #VALUE! | #VALUE! | #VALUE! | #VALUE! | #VALUE! | #VALUE! | #VALUE! | #VALUE! | #VALUE! | #VALUE! | #VALUE! | #VALUE! | #VALUE! | #VALUE! | #VALUE! | #VALUE! | #VALUE! | #VALUE! | #VALUE! | #VALUE! | #VALUE! | #VALUE! | #VALUE! | #VALUE! | #VALUE! | #VALUE! | #VALUE! | #VALUE! | #VALUE! | #VALUE! | #VALUE! | #VALUE! | #VALUE! | #VALUE! | #VALUE! | #VALUE! | #VALUE! | #VALUE! | #VALUE! | #VALUE! | #VALUE! | #VALUE! | #VALUE! | #VALUE! | #VALUE! | #VALUE! | #VALUE! | #VALUE! | #VALUE! | #VALUE! | #VALUE! | #VALUE! | #VALUE! | #VALUE! | #VALUE! | #VALUE! | #VALUE! | #VALUE! | #VALUE! | #VALUE! | #VALUE! | #VALUE! | #VALUE! | #VALUE! | #VALUE! | #VALUE! | #VALUE! | #VALUE! | #VALUE! | #VALUE! | #VALUE! | #VALUE! | #VALUE! | #VALUE! | #VALUE! | #VALUE! | #VALUE! | #VALUE! | #VALUE! | #VALUE! | #VALUE! | #VALUE! | #VALUE! | #VALUE! | #VALUE! | #VALUE! | #VALUE! | #VALUE! | #VALUE! | #VALUE! | #VALUE! | #VALUE! | #VALUE! | #VALUE! | #VALUE! | #VALUE! | #VALUE! | #VALUE! | #VALUE! | #VALUE! | #VALUE! | #VALUE! | #VALUE! | #VALUE! | #VALUE! | #VALUE! | #VALUE! | #VALUE! | #VALUE! | #VALUE! | #VALUE! | #VALUE! | #VALUE! | #VALUE! | #VALUE! | #VALUE! | #VALUE! | #VALUE! | #VALUE! | #VALUE! | #VALUE! | #VALUE! | #VALUE! | #VALUE! | #VALUE! | #VALUE! | #VALUE! | #VALUE! | #VALUE! | #VALUE! | #VALUE! | #VALUE! | #VALUE! | #VALUE! | #VALUE! | #VALUE! | #VALUE! | #VALUE! | #VALUE! | #VALUE! | #VALUE! | #VALUE! | #VALUE! | #VALUE! | #VALUE! | #VALUE! | #VALUE! | #VALUE! | #VALUE! | #VALUE! | #VALUE! | #VALUE! | #VALUE! | #VALUE! | #VALUE! | #VALUE! | #VALUE! | #VALUE! | #VALUE! | #VALUE! | #VALUE! | #VALUE! | #VALUE! | #VALUE! | #VALUE! | #VALUE! | #VALUE! | #VALUE! | #VALUE! | #VALUE! | #VALUE! | #VALUE! | #VALUE! | #VALUE! | #VALUE! | #VALUE! | #VALUE! | #VALUE! | #VALUE! | #VALUE! | #VALUE! | #VALUE! | #VALUE! | #VALUE! | #VALUE! | #VALUE! | #VALUE! | #VALUE! | #VALUE! | #VALUE! | #VALUE! | #VALUE! | #VALUE! | #VALUE! | #VALUE! | #VALUE! | #VALUE! | #VALUE! | #VALUE! | #VALUE! | #VALUE! | #VALUE! | #VALUE! | #VALUE! | #VALUE! | #VALUE! | #VALUE! | #VALUE! | #VALUE! | #VALUE! | #VALUE! | #VALUE! | #VALUE! | #VALUE! | #VALUE! | #VALUE! | #VALUE! | #VALUE! | #VALUE! | #VALUE! | #VALUE! | #VALUE! | #VALUE! | #VALUE! | #VALUE! | #VALUE! | #VALUE! | #VALUE! | #VALUE! | #VALUE! | #VALUE! | #VALUE! | #VALUE! | #VALUE! | #VALUE! | #VALUE! | #VALUE! | #VALUE! | #VALUE! | #VALUE! | #VALUE! | #VALUE! | #VALUE! | #VALUE! | #VALUE! | #VALUE! | #VALUE! | #VALUE! | #VALUE! | #VALUE! | #VALUE! | #VALUE! | #VALUE! | #VALUE! | #VALUE! | #VALUE! | #VALUE! | #VALUE! | #VALUE! | #VALUE! | #VALUE! | #VALUE! | #VALUE! | #VALUE! | #VALUE! | #VALUE! | #VALUE! | #VALUE! | #VALUE! | #VALUE! | #VALUE! | #VALUE! | #VALUE! | #VALUE! | #VALUE! | #VALUE! | #VALUE! | #VALUE! | #VALUE! | #VALUE! | #VALUE! | #VALUE! | #VALUE! | #VALUE! | #VALUE! | #VALUE! | #VALUE! | #VALUE! | #VALUE! | #VALUE! | #VALUE! | #VALUE! | #VALUE! | #VALUE! | #VALUE! | #VALUE! | #VALUE! | #VALUE! | #VALUE! | #VALUE! | #VALUE! | #VALUE! | #VALUE! | #VALUE! | #VALUE! | #VALUE! | #VALUE! | #VALUE! | #VALUE! | #VALUE! | #VALUE! | #VALUE! | #VALUE! | #VALUE! | #VALUE! | #VALUE! | #VALUE! | #VALUE! | #VALUE! | #VALUE! | #VALUE! | #VALUE! | #VALUE! | #VALUE! | #VALUE! | #VALUE! | #VALUE! | #VALUE! | #VALUE! | #VALUE! | #VALUE! | #VALUE! | #VALUE! | #VALUE! | #VALUE! | #VALUE! | #VALUE! | #VALUE! | #VALUE! | #VALUE! | #VALUE! | #VALUE! | #VALUE! | #VALUE! | #VALUE! | #VALUE! | #VALUE! | #VALUE! | #VALUE! | #VALUE! | #VALUE! | #VALUE! | #VALUE! | #VALUE! | #VALUE! | #VALUE! | #VALUE! | #VALUE! | #VALUE! | #VALUE! | #VALUE! | #VALUE! | #VALUE! | #VALUE! | #VALUE! | #VALUE! | #VALUE! | #VALUE! | #VALUE! | #VALUE! | #VALUE! | #VALUE! | #VALUE! | #VALUE! | #VALUE! | #VALUE! | #VALUE! | #VALUE! | #VALUE! | #VALUE! | #VALUE! | #VALUE! | #VALUE! | #VALUE! | #VALUE! | #VALUE! | #VALUE! | #VALUE! | #VALUE! | #VALUE! | #VALUE! | #VALUE! | #VALUE! | #VALUE! | #VALUE! | #VALUE! | #VALUE! | #VALUE! | #VALUE! | #VALUE! | #VALUE! | #VALUE! | #VALUE! | #VALUE! | #VALUE! | #VALUE! | #VALUE! | #VALUE! | #VALUE! | #VALUE! | #VALUE! | #VALUE! | #VALUE! | #VALUE! | #VALUE! | #VALUE! | #VALUE! | #VALUE! | #VALUE! | #VALUE! | #VALUE! | #VALUE! | #VALUE! | #VALUE! | #VALUE! | #VALUE! | #VALUE! | #VALUE! | #VALUE! | #VALUE! | #VALUE! | #VALUE! | #VALUE! | #VALUE! | #VALUE! | #VALUE! | #VALUE! | #VALUE! | #VALUE! | #VALUE! | #VALUE! | #VALUE! | #VALUE! | #VALUE! | #VALUE! | #VALUE! | #VALUE! | #VALUE! | #VALUE! | #VALUE! | #VALUE! | #VALUE! | #VALUE! | #VALUE! | #VALUE! | #VALUE! | #VALUE! | #VALUE! | #VALUE! | #VALUE! | #VALUE! | #VALUE! | #VALUE! | #VALUE! | #VALUE! | #VALUE! | #VALUE! | #VALUE! | #VALUE! | #VALUE! | #VALUE! | #VALUE! | #VALUE! | #VALUE! | #VALUE! | #VALUE! | #VALUE! | #VALUE! | #VALUE! | #VALUE! | #VALUE! | #VALUE! | #VALUE! | #VALUE! | #VALUE! | #VALUE! | #VALUE! | #VALUE! | #VALUE! | #VALUE! | #VALUE! | #VALUE! | #VALUE! | #VALUE! | #VALUE! | #VALUE! | #VALUE! | #VALUE! | #VALUE! | #VALUE! | #VALUE! | #VALUE! | #VALUE! | #VALUE! | #VALUE! | #VALUE! | #VALUE! | #VALUE! | #VALUE! | #VALUE! | #VALUE! | #VALUE! | #VALUE! | #VALUE! | #VALUE! | #VALUE! | #VALUE! | #VALUE! | #VALUE! | #VALUE! | #VALUE! | #VALUE! | #VALUE! | #VALUE! | #VALUE! | #VALUE! | #VALUE! | #VALUE! | #VALUE! | #VALUE! | #VALUE! | #VALUE! | #VALUE! | #VALUE! | #VALUE! | #VALUE! | #VALUE! | #VALUE! | #VALUE! | #VALUE! | #VALUE! | #VALUE! | #VALUE! | #VALUE! | #VALUE! | #VALUE! | #VALUE! | #VALUE! | #VALUE! | #VALUE! | #VALUE! | #VALUE! | #VALUE! | #VALUE! | #VALUE! | #VALUE! | #VALUE! | #VALUE! | #VALUE! | #VALUE! | #VALUE! | #VALUE! | #VALUE! | #VALUE! | #VALUE! | #VALUE! | #VALUE! | #VALUE! | #VALUE! | #VALUE! | #VALUE! | #VALUE! | #VALUE! | #VALUE! | #VALUE! | #VALUE! | #VALUE! | #VALUE! | #VALUE! | #VALUE! | #VALUE! | #VALUE! | #VALUE! | #VALUE! | #VALUE! | #VALUE! | #VALUE! | #VALUE! | #VALUE! | #VALUE! | #VALUE! | #VALUE! | #VALUE! | #VALUE! | #VALUE! | #VALUE! | #VALUE! | #VALUE! | #VALUE! | #VALUE! | #VALUE! | #VALUE! | #VALUE! | #VALUE! | #VALUE! | #VALUE! | #VALUE! | #VALUE! | #VALUE! | #VALUE! | #VALUE! | #VALUE! | #VALUE! | #VALUE! | #VALUE! | #VALUE! | #VALUE! | #VALUE! | #VALUE! | #VALUE! | #VALUE! | #VALUE! | #VALUE! | #VALUE! | #VALUE! | #VALUE! | #VALUE! | #VALUE! | #VALUE! | #VALUE! | #VALUE! | #VALUE! | #VALUE! | #VALUE! | #VALUE! | #VALUE! | #VALUE! | #VALUE! | #VALUE! | #VALUE! | #VALUE! | #VALUE! | #VALUE! | #VALUE! | #VALUE! | #VALUE! | #VALUE! | #VALUE! | #VALUE! | #VALUE! | #VALUE! | #VALUE! | #VALUE! | #VALUE! | #VALUE! | #VALUE! | #VALUE! | #VALUE! | #VALUE! | #VALUE! | #VALUE! | #VALUE! | #VALUE! | #VALUE! | #VALUE! | #VALUE! | #VALUE! | #VALUE! | #VALUE! | #VALUE! | #VALUE! | #VALUE! | #VALUE! | #VALUE! | #VALUE! | #VALUE! | #VALUE! | #VALUE! | #VALUE! | #VALUE! | #VALUE! | #VALUE! | #VALUE! | #VALUE! | #VALUE! | #VALUE! | #VALUE! | #VALUE! | #VALUE! | #VALUE! | #VALUE! | #VALUE! | #VALUE! | #VALUE! | #VALUE! | #VALUE! | #VALUE! | #VALUE! | #VALUE! | #VALUE! | #VALUE! | #VALUE! | #VALUE! | #VALUE! | #VALUE! | #VALUE! | #VALUE! | #VALUE! | #VALUE! | #VALUE! | #VALUE! | #VALUE! | #VALUE! | #VALUE! | #VALUE! | #VALUE! | #VALUE! | #VALUE! | #VALUE! | #VALUE! | #VALUE! | #VALUE! | #VALUE! | #VALUE! | #VALUE! | #VALUE! | #VALUE! | #VALUE! | #VALUE! | #VALUE! | #VALUE! | #VALUE! | #VALUE! | #VALUE! | #VALUE! | #VALUE! | #VALUE! | #VALUE! | #VALUE! | #VALUE! | #VALUE! | #VALUE! | #VALUE! | #VALUE! | #VALUE! | #VALUE! | #VALUE! | #VALUE! | #VALUE! | #VALUE! | #VALUE! | #VALUE! | #VALUE! | #VALUE! | #VALUE! | #VALUE! | #VALUE! | #VALUE! | #VALUE! | #VALUE! | #VALUE! | #VALUE! | #VALUE! | #VALUE! | #VALUE! | #VALUE! | #VALUE! | #VALUE! | #VALUE! | #VALUE! | #VALUE! | #VALUE! | #VALUE! | #VALUE! | #VALUE! | #VALUE! | #VALUE! | #VALUE! | #VALUE! | #VALUE! | #VALUE! | #VALUE! | #VALUE! | #VALUE! | #VALUE! | #VALUE! | #VALUE! | #VALUE! | #VALUE! | #VALUE! | #VALUE! | #VALUE! | #VALUE! | #VALUE! | #VALUE! | #VALUE! | #VALUE! | #VALUE! | #VALUE! | #VALUE! | #VALUE! | #VALUE! | #VALUE! | #VALUE! | #VALUE! | #VALUE! | #VALUE! | #VALUE! | #VALUE! | #VALUE! | #VALUE! | #VALUE! | #VALUE! | #VALUE! | #VALUE! | #VALUE! | #VALUE! | #VALUE! | #VALUE! | #VALUE! | #VALUE! | #VALUE! | #VALUE! | #VALUE! | #VALUE! | #VALUE! | #VALUE! | #VALUE! | #VALUE! | #VALUE! | #VALUE! | #VALUE! | #VALUE! | #VALUE! | #VALUE! | #VALUE! | #VALUE! | #VALUE! | #VALUE! | #VALUE! | #VALUE! | #VALUE! | #VALUE! | #VALUE! | #VALUE! | #VALUE! | #VALUE! | #VALUE! | #VALUE! | #VALUE! | #VALUE! | #VALUE! | #VALUE! | #VALUE! | #VALUE! | #VALUE! | #VALUE! | #VALUE! | #VALUE! | #VALUE! | #VALUE! | #VALUE! | #VALUE! | #VALUE! | #VALUE! | #VALUE! | #VALUE! | #VALUE! | #VALUE! | #VALUE! | #VALUE! | #VALUE! | #VALUE! | #VALUE! | #VALUE! | #VALUE! | #VALUE! | #VALUE! | #VALUE! | #VALUE! | #VALUE! | #VALUE! | #VALUE! | #VALUE! | #VALUE! | #VALUE! | #VALUE! | #VALUE! | #VALUE! | #VALUE! | #VALUE! | #VALUE! | #VALUE! | #VALUE! | #VALUE! | #VALUE! | #VALUE! | #VALUE! | #VALUE! | #VALUE! | #VALUE! | #VALUE! | #VALUE! | #VALUE! | #VALUE! | #VALUE! | #VALUE! | #VALUE! | #VALUE! | #VALUE! | #VALUE! | #VALUE! | #VALUE! | #VALUE! | #VALUE! | #VALUE! | #VALUE! | #VALUE! | #VALUE! | #VALUE! | #VALUE! | #VALUE! | #VALUE! | #VALUE! | #VALUE! | #VALUE! | #VALUE! | #VALUE! | #VALUE! | #VALUE! | #VALUE! | #VALUE! | #VALUE! | #VALUE! | #VALUE! | #VALUE! | #VALUE! | #VALUE! | #VALUE! | #VALUE! | #VALUE! | #VALUE! | #VALUE! | #VALUE! | #VALUE! | #VALUE! | #VALUE! | #VALUE! | #VALUE! | #VALUE! | #VALUE! | #VALUE! | #VALUE! | #VALUE! | #VALUE! | #VALUE! | #VALUE! | #VALUE! | #VALUE! | #VALUE! | #VALUE! | #VALUE! | #VALUE! | #VALUE! | #VALUE! | #VALUE! | #VALUE! | #VALUE! | #VALUE! | #VALUE! | #VALUE! | #VALUE! | #VALUE! | #VALUE! | #VALUE! | #VALUE! | #VALUE! | #VALUE! | #VALUE! | #VALUE! | #VALUE! | #VALUE! | #VALUE! | #VALUE! | #VALUE! | #VALUE! | #VALUE! | #VALUE! | #VALUE! | #VALUE! | #VALUE! | #VALUE! | #VALUE! | #VALUE! | #VALUE! | #VALUE! | #VALUE! | #VALUE! | #VALUE! | #VALUE! | #VALUE! | #VALUE! | #VALUE! | #VALUE! | #VALUE! | #VALUE! | #VALUE! | #VALUE! | #VALUE! | #VALUE! | #VALUE! | #VALUE! | #VALUE! | #VALUE! | #VALUE! | #VALUE! | #VALUE! | #VALUE! | #VALUE! | #VALUE! | #VALUE! | #VALUE! | #VALUE! | #VALUE! | #VALUE! | #VALUE! | #VALUE! | #VALUE! | #VALUE! | #VALUE! | #VALUE! | #VALUE! | #VALUE! | #VALUE! | #VALUE! | #VALUE! | #VALUE! | #VALUE! | #VALUE! | #VALUE! | #VALUE! | #VALUE! | #VALUE! | #VALUE! | #VALUE! | #VALUE! | #VALUE! | #VALUE! | #VALUE! | #VALUE! | #VALUE! | #VALUE! | #VALUE! | #VALUE! | #VALUE! | #VALUE! | #VALUE! | #VALUE! | #VALUE! | #VALUE! | #VALUE! | #VALUE! | #VALUE! | #VALUE! | #VALUE! | #VALUE! | #VALUE! | #VALUE! | #VALUE! | #VALUE! | #VALUE! | #VALUE! | #VALUE! | #VALUE! | #VALUE! | #VALUE! | #VALUE! | #VALUE! | #VALUE! | #VALUE! | #VALUE! | #VALUE! | #VALUE! | #VALUE! | #VALUE! | #VALUE! | #VALUE! | #VALUE! | #VALUE! | #VALUE! | #VALUE! | #VALUE! | #VALUE! | #VALUE! | #VALUE! | #VALUE! | #VALUE! | #VALUE! | #VALUE! | #VALUE! | #VALUE! | #VALUE! | #VALUE! | #VALUE! | #VALUE! | #VALUE! | #VALUE! | #VALUE! | #VALUE! | #VALUE! | #VALUE! | #VALUE! | #VALUE! | #VALUE! | #VALUE! | #VALUE! | #VALUE! | #VALUE! | #VALUE! | #VALUE! | #VALUE! | #VALUE! | #VALUE! | #VALUE! | #VALUE! | #VALUE! | #VALUE! | #VALUE! | #VALUE! | #VALUE! | #VALUE! | #VALUE! | #VALUE! | #VALUE! | #VALUE! | #VALUE! | #VALUE! | #VALUE! | #VALUE! | #VALUE! | #VALUE! | #VALUE! | #VALUE! | #VALUE! | #VALUE! | #VALUE! | #VALUE! | #VALUE! | #VALUE! | #VALUE! | #VALUE! | #VALUE! | #VALUE! | #VALUE! | #VALUE! | #VALUE! | #VALUE! | #VALUE! | #VALUE! | #VALUE! | #VALUE! | #VALUE! | #VALUE! | #VALUE! | #VALUE! | #VALUE! | #VALUE! | #VALUE! | #VALUE! | #VALUE! | #VALUE! | #VALUE! | #VALUE! | #VALUE! | #VALUE! | #VALUE! | #VALUE! | #VALUE! | #VALUE! | #VALUE! | #VALUE! | #VALUE! | #VALUE! | #VALUE! | #VALUE! | #VALUE! | #VALUE! | #VALUE! | #VALUE! | #VALUE! | #VALUE! | #VALUE! | #VALUE! | #VALUE! | #VALUE! | #VALUE! | #VALUE! | #VALUE! | #VALUE! | #VALUE! | #VALUE! | #VALUE! | #VALUE! | #VALUE! | #VALUE! | #VALUE! | #VALUE! | #VALUE! | #VALUE! | #VALUE! | #VALUE! | #VALUE! | #VALUE! | #VALUE! | #VALUE! | #VALUE! | #VALUE! | #VALUE! | #VALUE! | #VALUE! | #VALUE! | #VALUE! | #VALUE! | #VALUE! | #VALUE! | #VALUE! | #VALUE! | #VALUE! | #VALUE! | #VALUE! | #VALUE! | #VALUE! | #VALUE! | #VALUE! | #VALUE! | #VALUE! | #VALUE! | #VALUE! | #VALUE! | #VALUE! | #VALUE! | #VALUE! | #VALUE! | #VALUE! | #VALUE! | #VALUE! | #VALUE! | #VALUE! | #VALUE! | #VALUE! | #VALUE! | #VALUE! | #VALUE! | #VALUE! | #VALUE! | #VALUE! | #VALUE! | #VALUE! | #VALUE! | #VALUE! | #VALUE! | #VALUE! | #VALUE! | #VALUE! | #VALUE! | #VALUE! | #VALUE! | #VALUE! | #VALUE! | #VALUE! | #VALUE! | #VALUE! | #VALUE! | #VALUE! | #VALUE! | #VALUE! | #VALUE! | #VALUE! | #VALUE! | #VALUE! | #VALUE! | #VALUE! | #VALUE! | #VALUE! | #VALUE! | #VALUE! | #VALUE! | #VALUE! | #VALUE! | #VALUE! | #VALUE! | #VALUE! | #VALUE! | #VALUE! | #VALUE! | #VALUE! | #VALUE! | #VALUE! | #VALUE! | #VALUE! | #VALUE! | #VALUE! | #VALUE! | #VALUE! | #VALUE! | #VALUE! | #VALUE! | #VALUE! | #VALUE! | #VALUE! | #VALUE! | #VALUE! | #VALUE! | #VALUE! | #VALUE! | #VALUE! | #VALUE! | #VALUE! | #VALUE! | #VALUE! | #VALUE! | #VALUE! | #VALUE! | #VALUE! | #VALUE! | #VALUE! | #VALUE! | #VALUE! | #VALUE! | #VALUE! | #VALUE! | #VALUE! | #VALUE! | #VALUE! | #VALUE! | #VALUE! | #VALUE! | #VALUE! | #VALUE! | #VALUE! | #VALUE! | #VALUE! | #VALUE! | #VALUE! | #VALUE! | #VALUE! | #VALUE! | #VALUE! | #VALUE! | #VALUE! | #VALUE! | #VALUE! | #VALUE! | #VALUE! | #VALUE! | #VALUE! | #VALUE! | #VALUE! | #VALUE! | #VALUE! | #VALUE! | #VALUE! | #VALUE! | #VALUE! | #VALUE! | #VALUE! | #VALUE! | #VALUE! | #VALUE! | #VALUE! | #VALUE! | #VALUE! | #VALUE! | #VALUE! | #VALUE! | #VALUE! | #VALUE! | #VALUE! | #VALUE! | #VALUE! | #VALUE! | #VALUE! | #VALUE! | #VALUE! | #VALUE! | #VALUE! | #VALUE! | #VALUE! | #VALUE! | #VALUE! | #VALUE! | #VALUE! | #VALUE! | #VALUE! | #VALUE! | #VALUE! | #VALUE! | #VALUE! | #VALUE! | #VALUE! | #VALUE! | #VALUE! | #VALUE! | #VALUE! | #VALUE! | #VALUE! | #VALUE! | #VALUE! | #VALUE! | #VALUE! | #VALUE! | #VALUE! | #VALUE! | #VALUE! | #VALUE! | #VALUE! | #VALUE! | #VALUE! | #VALUE! | #VALUE! | #VALUE! | #VALUE! | #VALUE! | #VALUE! | #VALUE! | #VALUE! | #VALUE! | #VALUE! | #VALUE! | #VALUE! | #VALUE! | #VALUE! | #VALUE! | #VALUE! | #VALUE! | #VALUE! | #VALUE! | #VALUE! | #VALUE! | #VALUE! | #VALUE! | #VALUE! | #VALUE! | #VALUE! | #VALUE! | #VALUE! | #VALUE! | #VALUE! | #VALUE! | #VALUE! | #VALUE! | #VALUE! | #VALUE! | #VALUE! | #VALUE! | #VALUE! | #VALUE! | #VALUE! | #VALUE! | #VALUE! | #VALUE! | #VALUE! | #VALUE! | #VALUE! | #VALUE! | #VALUE! | #VALUE! | #VALUE! | #VALUE! | #VALUE! | #VALUE! | #VALUE! | #VALUE! | #VALUE! | #VALUE! | #VALUE! | #VALUE! | #VALUE! | #VALUE! | #VALUE! | #VALUE! | #VALUE! | #VALUE! | #VALUE! | #VALUE! | #VALUE! | #VALUE! | #VALUE! | #VALUE! | #VALUE! | #VALUE! | #VALUE! | #VALUE! | #VALUE! | #VALUE! | #VALUE! | #VALUE! | #VALUE! | #VALUE! | #VALUE! | #VALUE! | #VALUE! | #VALUE! | #VALUE! | #VALUE! | #VALUE! | #VALUE! | #VALUE! | #VALUE! | #VALUE! | #VALUE! | #VALUE! | #VALUE! | #VALUE! | #VALUE! | #VALUE! | #VALUE! | #VALUE! | #VALUE! | #VALUE! | #VALUE! | #VALUE! | #VALUE! | #VALUE! | #VALUE! | #VALUE! | #VALUE! | #VALUE! | #VALUE! | #VALUE! | #VALUE! | #VALUE! | #VALUE! | #VALUE! | #VALUE! | #VALUE! | #VALUE! | #VALUE! | #VALUE! | #VALUE! | #VALUE! | #VALUE! | #VALUE! | #VALUE! | #VALUE! | #VALUE! | #VALUE! | #VALUE! | #VALUE! | #VALUE! | #VALUE! | #VALUE! | #VALUE! | #VALUE! | #VALUE! | #VALUE! | #VALUE! | #VALUE! | #VALUE! | #VALUE! | #VALUE! | #VALUE! | #VALUE! | #VALUE! | #VALUE! | #VALUE! | #VALUE! | #VALUE! | #VALUE! | #VALUE! | #VALUE! | #VALUE! | #VALUE! | #VALUE! | #VALUE! | #VALUE! | #VALUE! | #VALUE! | #VALUE! | #VALUE! | #VALUE! | #VALUE! | #VALUE! | #VALUE! | #VALUE! | #VALUE! | #VALUE! | #VALUE! | #VALUE! | #VALUE! | #VALUE! | #VALUE! | #VALUE! | #VALUE! | #VALUE! | #VALUE! | #VALUE! | #VALUE! | #VALUE! | #VALUE! | #VALUE! | #VALUE! | #VALUE! | #VALUE! | #VALUE! | #VALUE! | #VALUE! | #VALUE! | #VALUE! | #VALUE! | #VALUE! | #VALUE! | #VALUE! | #VALUE! | #VALUE! | #VALUE! | #VALUE! | #VALUE! | #VALUE! | #VALUE! | #VALUE! | #VALUE! | #VALUE! | #VALUE! | #VALUE! | #VALUE! | #VALUE! | #VALUE! | #VALUE! | #VALUE! | #VALUE! | #VALUE! | #VALUE! | #VALUE! | #VALUE! | #VALUE! | #VALUE! | #VALUE! | #VALUE! | #VALUE! | #VALUE! | #VALUE! | #VALUE! | #VALUE! | #VALUE! | #VALUE! | #VALUE! | #VALUE! | #VALUE! | #VALUE! | #VALUE! | #VALUE! | #VALUE! | #VALUE! | #VALUE! | #VALUE! | #VALUE! | #VALUE! | #VALUE! | #VALUE! | #VALUE! | #VALUE! | #VALUE! | #VALUE! | #VALUE! | #VALUE! | #VALUE! | #VALUE! | #VALUE! | #VALUE! | #VALUE! | #VALUE! | #VALUE! | #VALUE! | #VALUE! | #VALUE! | #VALUE! | #VALUE! | #VALUE! | #VALUE! | #VALUE! | #VALUE! | #VALUE! | #VALUE! | #VALUE! | #VALUE! | #VALUE! | #VALUE! | #VALUE! | #VALUE! | #VALUE! | #VALUE! | #VALUE! | #VALUE! | #VALUE! | #VALUE! | #VALUE! | #VALUE! | #VALUE! | #VALUE! | #VALUE! | #VALUE! | #VALUE! | #VALUE! | #VALUE! | #VALUE! | #VALUE! | #VALUE! | #VALUE! | #VALUE! | #VALUE! | #VALUE! | #VALUE! | #VALUE! | #VALUE! | #VALUE! | #VALUE! | #VALUE! | #VALUE! | #VALUE! | #VALUE! | #VALUE! | #VALUE! | #VALUE! | #VALUE! | #VALUE! | #VALUE! | #VALUE! | #VALUE! | #VALUE! | #VALUE! | #VALUE! | #VALUE! | #VALUE! | #VALUE! | #VALUE! | #VALUE! | #VALUE! | #VALUE! | #VALUE! | #VALUE! | #VALUE! | #VALUE! | #VALUE! | #VALUE! | #VALUE! | #VALUE! | #VALUE! | #VALUE! | #VALUE! | #VALUE! | #VALUE! | #VALUE! | #VALUE! | #VALUE! | #VALUE! | #VALUE! | #VALUE! | #VALUE! | #VALUE! | #VALUE! | #VALUE! | #VALUE! | #VALUE! | #VALUE! | #VALUE! | #VALUE! | #VALUE! | #VALUE! | #VALUE! | #VALUE! | #VALUE! | #VALUE! | #VALUE! | #VALUE! | #VALUE! | #VALUE! | #VALUE! | #VALUE! | #VALUE! | #VALUE! | #VALUE! | #VALUE! | #VALUE! | #VALUE! | #VALUE! | #VALUE! | #VALUE! | #VALUE! | #VALUE! | #VALUE! | #VALUE! | #VALUE! | #VALUE! | #VALUE! | #VALUE! | #VALUE! | #VALUE! | #VALUE! | #VALUE! | #VALUE! | #VALUE! | #VALUE! | #VALUE! | #VALUE! | #VALUE! | #VALUE! | #VALUE! | #VALUE! | #VALUE! | #VALUE! | #VALUE! | #VALUE! | #VALUE! | #VALUE! | #VALUE! | #VALUE! | #VALUE! | #VALUE! | #VALUE! | #VALUE! | #VALUE! | #VALUE! | #VALUE! | #VALUE! | #VALUE! | #VALUE! | #VALUE! | #VALUE! | #VALUE! | #VALUE! | #VALUE! | #VALUE! | #VALUE! | #VALUE! | #VALUE! | #VALUE! | #VALUE! | #VALUE! | #VALUE! | #VALUE! | #VALUE! | #VALUE! | #VALUE! | #VALUE! | #VALUE! | #VALUE! | #VALUE! | #VALUE! | #VALUE! | #VALUE! | #VALUE! | #VALUE! | #VALUE! | #VALUE! | #VALUE! | #VALUE! | #VALUE! | #VALUE! | #VALUE! | #VALUE! | #VALUE! | #VALUE! | #VALUE! | #VALUE! | #VALUE! | #VALUE! | #VALUE! | #VALUE! | #VALUE! | #VALUE! | #VALUE! | #VALUE! | #VALUE! | #VALUE! | #VALUE! | #VALUE! | #VALUE! | #VALUE! | #VALUE! | #VALUE! | #VALUE! | #VALUE! | #VALUE! | #VALUE! | #VALUE! | #VALUE! | #VALUE! | #VALUE! | #VALUE! | #VALUE! | #VALUE! | #VALUE! | #VALUE! | #VALUE! | #VALUE! | #VALUE! | #VALUE! | #VALUE! | #VALUE! | #VALUE! | #VALUE! | #VALUE! | #VALUE! | #VALUE! | #VALUE! | #VALUE! | #VALUE! | #VALUE! | #VALUE! | #VALUE! | #VALUE! | #VALUE! | #VALUE! | #VALUE! | #VALUE! | #VALUE! | #VALUE! | #VALUE! | #VALUE! | #VALUE! | #VALUE! | #VALUE! | #VALUE! | #VALUE! | #VALUE! | #VALUE! | #VALUE! | #VALUE! | #VALUE! | #VALUE! | #VALUE! | #VALUE! | #VALUE! | #VALUE! | #VALUE! | #VALUE! | #VALUE! | #VALUE! | #VALUE! | #VALUE! | #VALUE! | #VALUE! | #VALUE! | #VALUE! | #VALUE! | #VALUE! | #VALUE! | #VALUE! | #VALUE! | #VALUE! | #VALUE! | #VALUE! | #VALUE! | #VALUE! | #VALUE! | #VALUE! | #VALUE! | #VALUE! | #VALUE! | #VALUE! | #VALUE! | #VALUE! | #VALUE! | #VALUE! | #VALUE! | #VALUE! | #VALUE! | #VALUE! | #VALUE! | #VALUE! | #VALUE! | #VALUE! | #VALUE! | #VALUE! | #VALUE! | #VALUE! | #VALUE! | #VALUE! | #VALUE! | #VALUE! | #VALUE! | #VALUE! | #VALUE! | #VALUE! | #VALUE! | #VALUE! | #VALUE! | #VALUE! | #VALUE! | #VALUE! | #VALUE! | #VALUE! | #VALUE! | #VALUE! | #VALUE! | #VALUE! | #VALUE! | #VALUE! | #VALUE! | #VALUE! | #VALUE! | #VALUE! | #VALUE! | #VALUE! | #VALUE! | #VALUE! | #VALUE! | #VALUE! | #VALUE! | #VALUE! | #VALUE! | #VALUE! | #VALUE! | #VALUE! | #VALUE! | #VALUE! | #VALUE! | #VALUE! | #VALUE! | #VALUE! | #VALUE! | #VALUE! | #VALUE! | #VALUE! | #VALUE! | #VALUE! | #VALUE! | #VALUE! | #VALUE! | #VALUE! | #VALUE! | #VALUE! | #VALUE! | #VALUE! | #VALUE! | #VALUE! | #VALUE! | #VALUE! | #VALUE! | #VALUE! | #VALUE! | #VALUE! | #VALUE! | #VALUE! | #VALUE! | #VALUE! | #VALUE! | #VALUE! | #VALUE! | #VALUE! | #VALUE! | #VALUE! | #VALUE! | #VALUE! | #VALUE! | #VALUE! | #VALUE! | #VALUE! | #VALUE! | #VALUE! | #VALUE! | #VALUE! | #VALUE! | #VALUE! | #VALUE! | #VALUE! | #VALUE! | #VALUE! | #VALUE! | #VALUE! | #VALUE! | #VALUE! | #VALUE! | #VALUE! | #VALUE! | #VALUE! | #VALUE! | #VALUE! | #VALUE! | #VALUE! | #VALUE! | #VALUE! | #VALUE! | #VALUE! | #VALUE! | #VALUE! | #VALUE! | #VALUE! | #VALUE! | #VALUE! | #VALUE! | #VALUE! | #VALUE! | #VALUE! | #VALUE! | #VALUE! | #VALUE! | #VALUE! | #VALUE! | #VALUE! | #VALUE! | #VALUE! | #VALUE! | #VALUE! | #VALUE! | #VALUE! | #VALUE! | #VALUE! | #VALUE! | #VALUE! | #VALUE! | #VALUE! | #VALUE! | #VALUE! | #VALUE! | #VALUE! | #VALUE! | #VALUE! | #VALUE! | #VALUE! | #VALUE! | #VALUE! | #VALUE! | #VALUE! | #VALUE! | #VALUE! | #VALUE! | #VALUE! | #VALUE! | #VALUE! | #VALUE! | #VALUE! | #VALUE! | #VALUE! | #VALUE! | #VALUE! | #VALUE! | #VALUE! | #VALUE! | #VALUE! | #VALUE! | #VALUE! | #VALUE! | #VALUE! | #VALUE! | #VALUE! | #VALUE! | #VALUE! | #VALUE! | #VALUE! | #VALUE! | #VALUE! | #VALUE! | #VALUE! | #VALUE! | #VALUE! | #VALUE! | #VALUE! | #VALUE! | #VALUE! | #VALUE! | #VALUE! | #VALUE! | #VALUE! | #VALUE! | #VALUE! | #VALUE! | #VALUE! | #VALUE! | #VALUE! | #VALUE! | #VALUE! | #VALUE! | #VALUE! | #VALUE! | #VALUE! | #VALUE! | #VALUE! | #VALUE! | #VALUE! | #VALUE! | #VALUE! | #VALUE! | #VALUE! | #VALUE! | #VALUE! | #VALUE! | #VALUE! | #VALUE! | #VALUE! | #VALUE! | #VALUE! | #VALUE! | #VALUE! | #VALUE! | #VALUE! | #VALUE! | #VALUE! | #VALUE! | #VALUE! | #VALUE! | #VALUE! | #VALUE! | #VALUE! | #VALUE! | #VALUE! | #VALUE! | #VALUE! | #VALUE! | #VALUE! | #VALUE! | #VALUE! | #VALUE! | #VALUE! | #VALUE! | #VALUE! | #VALUE! | #VALUE! | #VALUE! | #VALUE! | #VALUE! | #VALUE! | #VALUE! | #VALUE! | #VALUE! | #VALUE! | #VALUE! | #VALUE! | #VALUE! | #VALUE! | #VALUE! | #VALUE! | #VALUE! | #VALUE! | #VALUE! | #VALUE! | #VALUE! | #VALUE! | #VALUE! | #VALUE! | #VALUE! | #VALUE! | #VALUE! | #VALUE! | #VALUE! | #VALUE! | #VALUE! | #VALUE! | #VALUE! | #VALUE! | #VALUE! | #VALUE! | #VALUE! | #VALUE! | #VALUE! | #VALUE! | #VALUE! | #VALUE! | #VALUE! | #VALUE! | #VALUE! | #VALUE! | #VALUE! | #VALUE! | #VALUE! | #VALUE! | #VALUE! | #VALUE! | #VALUE! | #VALUE! | #VALUE! | #VALUE! | #VALUE! | #VALUE! | #VALUE! | #VALUE! | #VALUE! | #VALUE! | #VALUE! | #VALUE! | #VALUE! | #VALUE! | #VALUE! | #VALUE! | #VALUE! | #VALUE! | #VALUE! | #VALUE! | #VALUE! | #VALUE! | #VALUE! | #VALUE! | #VALUE! | #VALUE! | #VALUE! | #VALUE! | #VALUE! | #VALUE! | #VALUE! | #VALUE! | #VALUE! | #VALUE! | #VALUE! | #VALUE! | #VALUE! | #VALUE! | #VALUE! | #VALUE! | #VALUE! | #VALUE! | #VALUE! | #VALUE! | #VALUE! | #VALUE! | #VALUE! | #VALUE! | #VALUE! | #VALUE! | #VALUE! | #VALUE! | #VALUE! | #VALUE! | #VALUE! | #VALUE! | #VALUE! | #VALUE! | #VALUE! | #VALUE! | #VALUE! | #VALUE! | #VALUE! | #VALUE! | #VALUE! | #VALUE! | #VALUE! | #VALUE! | #VALUE! | #VALUE! | #VALUE! | #VALUE! | #VALUE! | #VALUE! | #VALUE! | #VALUE! | #VALUE! | #VALUE! | #VALUE! | #VALUE! | #VALUE! | #VALUE! | #VALUE! | #VALUE! | #VALUE! | #VALUE! | #VALUE! | #VALUE! | #VALUE! | #VALUE! | #VALUE! | #VALUE! | #VALUE! | #VALUE! | #VALUE! | #VALUE! | #VALUE! | #VALUE! | #VALUE! | #VALUE! | #VALUE! | #VALUE! | #VALUE! | #VALUE! | #VALUE! | #VALUE! | #VALUE! | #VALUE! | #VALUE! | #VALUE! | #VALUE! | #VALUE! | #VALUE! | #VALUE! | #VALUE! | #VALUE! | #VALUE! | #VALUE! | #VALUE! | #VALUE! | #VALUE! | #VALUE! | #VALUE! | #VALUE! | #VALUE! | #VALUE! | #VALUE! | #VALUE! | #VALUE! | #VALUE! | #VALUE! | #VALUE! | #VALUE! | #VALUE! | #VALUE! | #VALUE! | #VALUE! | #VALUE! | #VALUE! | #VALUE! | #VALUE! | #VALUE! | #VALUE! | #VALUE! | #VALUE! | #VALUE! | #VALUE! | #VALUE! | #VALUE! | #VALUE! | #VALUE! | #VALUE! | #VALUE! | #VALUE! | #VALUE! | #VALUE! | #VALUE! | #VALUE! | #VALUE! | #VALUE! | #VALUE! | #VALUE! | #VALUE! | #VALUE! | #VALUE! | #VALUE! | #VALUE! | #VALUE! | #VALUE! | #VALUE! | #VALUE! | #VALUE! | #VALUE! | #VALUE! | #VALUE! | #VALUE! | #VALUE! | #VALUE! | #VALUE! | #VALUE! | #VALUE! | #VALUE! | #VALUE! | #VALUE! | #VALUE! | #VALUE! | #VALUE! | #VALUE! | #VALUE! | #VALUE! | #VALUE! | #VALUE! | #VALUE! | #VALUE! | #VALUE! | #VALUE! | #VALUE! | #VALUE! | #VALUE! | #VALUE! | #VALUE! | #VALUE! | #VALUE! | #VALUE! | #VALUE! | #VALUE! | #VALUE! | #VALUE! | #VALUE! | #VALUE! | #VALUE! | #VALUE! | #VALUE! | #VALUE! | #VALUE! | #VALUE! | #VALUE! | #VALUE! | #VALUE! | #VALUE! | #VALUE! | #VALUE! | #VALUE! | #VALUE! | #VALUE! | #VALUE! | #VALUE! | #VALUE! | #VALUE! | #VALUE! | #VALUE! | #VALUE! | #VALUE! | #VALUE! | #VALUE! | #VALUE! | #VALUE! | #VALUE! | #VALUE! | #VALUE! | #VALUE! | #VALUE! | #VALUE! | #VALUE! | #VALUE! | #VALUE! | #VALUE! | #VALUE! | #VALUE! | #VALUE! | #VALUE! | #VALUE! | #VALUE! | #VALUE! | #VALUE! | #VALUE! | #VALUE! | #VALUE! | #VALUE! | #VALUE! | #VALUE! | #VALUE! | #VALUE! | #VALUE! | #VALUE! | #VALUE! | #VALUE! | #VALUE! | #VALUE! | #VALUE! | #VALUE! | #VALUE! | #VALUE! | #VALUE! | #VALUE! | #VALUE! | #VALUE! | #VALUE! | #VALUE! | #VALUE! | #VALUE! | #VALUE! | #VALUE! | #VALUE! | #VALUE! | #VALUE! | #VALUE! | #VALUE! | #VALUE! | #VALUE! | #VALUE! | #VALUE! | #VALUE! | #VALUE! | #VALUE! | #VALUE! | #VALUE! | #VALUE! | #VALUE! | #VALUE! | #VALUE! | #VALUE! | #VALUE! | #VALUE! | #VALUE! | #VALUE! | #VALUE! | #VALUE! | #VALUE! | #VALUE! | #VALUE! | #VALUE! | #VALUE! | #VALUE! | #VALUE! | #VALUE! | #VALUE! | #VALUE! | #VALUE! | #VALUE! | #VALUE! | #VALUE! | #VALUE! | #VALUE! | #VALUE! | #VALUE! | #VALUE! | #VALUE! | #VALUE! | #VALUE! | #VALUE! | #VALUE! | #VALUE! | #VALUE! | #VALUE! | #VALUE! | #VALUE! | #VALUE! | #VALUE! | #VALUE! | #VALUE! | #VALUE! | #VALUE! | #VALUE! | #VALUE! | #VALUE! | #VALUE! | #VALUE! | #VALUE! | #VALUE! | #VALUE! | #VALUE! | #VALUE! | #VALUE! | #VALUE! | #VALUE! | #VALUE! | #VALUE! | #VALUE! | #VALUE! | #VALUE! | #VALUE! | #VALUE! | #VALUE! | #VALUE! | #VALUE! | #VALUE! | #VALUE! | #VALUE! | #VALUE! | #VALUE! | #VALUE! | #VALUE! | #VALUE! | #VALUE! | #VALUE! | #VALUE! | #VALUE! | #VALUE! | #VALUE! | #VALUE! | #VALUE! | #VALUE! | #VALUE! | #VALUE! | #VALUE! | #VALUE! | #VALUE! | #VALUE! | #VALUE! | #VALUE! | #VALUE! | #VALUE! | #VALUE! | #VALUE! | #VALUE! | #VALUE! | #VALUE! | #VALUE! | #VALUE! | #VALUE! | #VALUE! | #VALUE! | #VALUE! | #VALUE! | #VALUE! | #VALUE! | #VALUE! | #VALUE! | #VALUE! | #VALUE! | #VALUE! | #VALUE! | #VALUE! | #VALUE! | #VALUE! | #VALUE! | #VALUE! | #VALUE! | #VALUE! | #VALUE! | #VALUE! | #VALUE! | #VALUE! | #VALUE! | #VALUE! | #VALUE! | #VALUE! | #VALUE! | #VALUE! | #VALUE! | #VALUE! | #VALUE! | #VALUE! | #VALUE! | #VALUE! | #VALUE! | #VALUE! | #VALUE! | #VALUE! | #VALUE! | #VALUE! | #VALUE! | #VALUE! | #VALUE! | #VALUE! | #VALUE! | #VALUE! | #VALUE! | #VALUE! | #VALUE! | #VALUE! | #VALUE! | #VALUE! | #VALUE! | #VALUE! | #VALUE! | #VALUE! | #VALUE! | #VALUE! | #VALUE! | #VALUE! | #VALUE! | #VALUE! | #VALUE! | #VALUE! | #VALUE! | #VALUE! | #VALUE! | #VALUE! | #VALUE! | #VALUE! | #VALUE! | #VALUE! | #VALUE! | #VALUE! | #VALUE! | #VALUE! | #VALUE! | #VALUE! | #VALUE! | #VALUE! | #VALUE! | #VALUE! | #VALUE! | #VALUE! | #VALUE! | #VALUE! | #VALUE! | #VALUE! | #VALUE! | #VALUE! | #VALUE! | #VALUE! | #VALUE! | #VALUE! | #VALUE! | #VALUE! | #VALUE! | #VALUE! | #VALUE! | #VALUE! | #VALUE! | #VALUE! | #VALUE! | #VALUE! | #VALUE! | #VALUE! | #VALUE! | #VALUE! | #VALUE! | #VALUE! | #VALUE! | #VALUE! | #VALUE! | #VALUE! | #VALUE! | #VALUE! | #VALUE! | #VALUE! | #VALUE! | #VALUE! | #VALUE! | #VALUE! | #VALUE! | #VALUE! | #VALUE! | #VALUE! | #VALUE! | #VALUE! | #VALUE! | #VALUE! | #VALUE! | #VALUE! | #VALUE! | #VALUE! | #VALUE! | #VALUE! | #VALUE! | #VALUE! | #VALUE! | #VALUE! | #VALUE! | #VALUE! | #VALUE! | #VALUE! | #VALUE! | #VALUE! | #VALUE! | #VALUE! | #VALUE! | #VALUE! | #VALUE! | #VALUE! | #VALUE! | #VALUE! | #VALUE! | #VALUE! | #VALUE! | #VALUE! | #VALUE! | #VALUE! | #VALUE! | #VALUE! | #VALUE! | #VALUE! | #VALUE! | #VALUE! | #VALUE! | #VALUE! | #VALUE! | #VALUE! | #VALUE! | #VALUE! | #VALUE! | #VALUE! | #VALUE! | #VALUE! | #VALUE! | #VALUE! | #VALUE! | #VALUE! | #VALUE! | #VALUE! | #VALUE! | #VALUE! | #VALUE! | #VALUE! | #VALUE! | #VALUE! | #VALUE! | #VALUE! | #VALUE! | #VALUE! | #VALUE! | #VALUE! | #VALUE! | #VALUE! | #VALUE! | #VALUE! | #VALUE! | #VALUE! | #VALUE! | #VALUE! | #VALUE! | #VALUE! | #VALUE! | #VALUE! | #VALUE! | #VALUE! | #VALUE! | #VALUE! | #VALUE! | #VALUE! | #VALUE! | #VALUE! | #VALUE! | #VALUE! | #VALUE! | #VALUE! | #VALUE! | #VALUE! | #VALUE! | #VALUE! | #VALUE! | #VALUE! | #VALUE! | #VALUE! | #VALUE! | #VALUE! | #VALUE! | #VALUE! | #VALUE! | #VALUE! | #VALUE! | #VALUE! | #VALUE! | #VALUE! | #VALUE! | #VALUE! | #VALUE! | #VALUE! | #VALUE! | #VALUE! | #VALUE! | #VALUE! | #VALUE! | #VALUE! | #VALUE! | #VALUE! | #VALUE! | #VALUE! | #VALUE! | #VALUE! | #VALUE! | #VALUE! | #VALUE! | #VALUE! | #VALUE! | #VALUE! | #VALUE! | #VALUE! | #VALUE! | #VALUE! | #VALUE! | #VALUE! | #VALUE! | #VALUE! | #VALUE! | #VALUE! | #VALUE! | #VALUE! | #VALUE! | #VALUE! | #VALUE! | #VALUE! | #VALUE! | #VALUE! | #VALUE! | #VALUE! | #VALUE! | #VALUE! | #VALUE! | #VALUE! | #VALUE! | #VALUE! | #VALUE! | #VALUE! | #VALUE! | #VALUE! | #VALUE! | #VALUE! | #VALUE! | #VALUE! | #VALUE! | #VALUE! | #VALUE! | #VALUE! | #VALUE! | #VALUE! | #VALUE! | #VALUE! | #VALUE! | #VALUE! | #VALUE! | #VALUE! | #VALUE! | #VALUE! | #VALUE! | #VALUE! | #VALUE! | #VALUE! | #VALUE! | #VALUE! | #VALUE! | #VALUE! | #VALUE! | #VALUE! | #VALUE! | #VALUE! | #VALUE! | #VALUE! | #VALUE! | #VALUE! | #VALUE! | #VALUE! | #VALUE! | #VALUE! | #VALUE! | #VALUE! | #VALUE! | #VALUE! | #VALUE! | #VALUE! | #VALUE! | #VALUE! | #VALUE! | #VALUE! | #VALUE! | #VALUE! | #VALUE! | #VALUE! | #VALUE! | #VALUE! | #VALUE! | #VALUE! | #VALUE! | #VALUE! | #VALUE! | #VALUE! | #VALUE! | #VALUE! | #VALUE! | #VALUE! | #VALUE! | #VALUE! | #VALUE! | #VALUE! | #VALUE! | #VALUE! | #VALUE! | #VALUE! | #VALUE! | #VALUE! | #VALUE! | #VALUE! | #VALUE! | #VALUE! | #VALUE! | #VALUE! | #VALUE! | #VALUE! | #VALUE! | #VALUE! | #VALUE! | #VALUE! | #VALUE! | #VALUE! | #VALUE! | #VALUE! | #VALUE! | #VALUE! | #VALUE! | #VALUE! | #VALUE! | #VALUE! | #VALUE! | #VALUE! | #VALUE! | #VALUE! | #VALUE! | #VALUE! | #VALUE! | #VALUE! | #VALUE! | #VALUE! | #VALUE! | #VALUE! | #VALUE! | #VALUE! | #VALUE! | #VALUE! | #VALUE! | #VALUE! | #VALUE! | #VALUE! | #VALUE! | #VALUE! | #VALUE! | #VALUE! | #VALUE! | #VALUE! | #VALUE! | #VALUE! | #VALUE! | #VALUE! | #VALUE! | #VALUE! | #VALUE! | #VALUE! | #VALUE! | #VALUE! | #VALUE! | #VALUE! | #VALUE! | #VALUE! | #VALUE! | #VALUE! | #VALUE! | #VALUE! | #VALUE! | #VALUE! | #VALUE! | #VALUE! | #VALUE! | #VALUE! | #VALUE! | #VALUE! | #VALUE! | #VALUE! | #VALUE! | #VALUE! | #VALUE! | #VALUE! | #VALUE! | #VALUE! | #VALUE! | #VALUE! | #VALUE! | #VALUE! | #VALUE! | #VALUE! | #VALUE! | #VALUE! | #VALUE! | #VALUE! | #VALUE! | #VALUE! | #VALUE! | #VALUE! | #VALUE! | #VALUE! | #VALUE! | #VALUE! | #VALUE! | #VALUE! | #VALUE! | #VALUE! | #VALUE! | #VALUE! | #VALUE! | #VALUE! | #VALUE! | #VALUE! | #VALUE! | #VALUE! | #VALUE! | #VALUE! | #VALUE! | #VALUE! | #VALUE! | #VALUE! | #VALUE! | #VALUE! | #VALUE! | #VALUE! | #VALUE! | #VALUE! | #VALUE! | #VALUE! | #VALUE! | #VALUE! | #VALUE! | #VALUE! | #VALUE! | #VALUE! | #VALUE! | #VALUE! | #VALUE! | #VALUE! | #VALUE! | #VALUE! | #VALUE! | #VALUE! | #VALUE! | #VALUE! | #VALUE! | #VALUE! | #VALUE! | #VALUE! | #VALUE! | #VALUE! | #VALUE! | #VALUE! | #VALUE! | #VALUE! | #VALUE! | #VALUE! | #VALUE! | #VALUE! | #VALUE! | #VALUE! | #VALUE! | #VALUE! | #VALUE! | #VALUE! | #VALUE! | #VALUE! | #VALUE! | #VALUE! | #VALUE! | #VALUE! | #VALUE! | #VALUE! | #VALUE! | #VALUE! | #VALUE! | #VALUE! | #VALUE! | #VALUE! | #VALUE! | #VALUE! | #VALUE! | #VALUE! | #VALUE! | #VALUE! | #VALUE! | #VALUE! | #VALUE! | #VALUE! | #VALUE! | #VALUE! | #VALUE! | #VALUE! | #VALUE! | #VALUE! | #VALUE! | #VALUE! | #VALUE! | #VALUE! | #VALUE! | #VALUE! | #VALUE! | #VALUE! | #VALUE! | #VALUE! | #VALUE! | #VALUE! | #VALUE! | #VALUE! | #VALUE! | #VALUE! | #VALUE! | #VALUE! | #VALUE! | #VALUE! | #VALUE! | #VALUE! | #VALUE! | #VALUE! | #VALUE! | #VALUE! | #VALUE! | #VALUE! | #VALUE! | #VALUE! | #VALUE! | #VALUE! | #VALUE! | #VALUE! | #VALUE! | #VALUE! | #VALUE! | #VALUE! | #VALUE! | #VALUE! | #VALUE! | #VALUE! | #VALUE! | #VALUE! | #VALUE! | #VALUE! | #VALUE! | #VALUE! | #VALUE! | #VALUE! | #VALUE! | #VALUE! | #VALUE! | #VALUE! | #VALUE! | #VALUE! | #VALUE! | #VALUE! | #VALUE! | #VALUE! | #VALUE! | #VALUE! | #VALUE! | #VALUE! | #VALUE! | #VALUE! | #VALUE! | #VALUE! | #VALUE! | #VALUE! | #VALUE! | #VALUE! | #VALUE! | #VALUE! | #VALUE! | #VALUE! | #VALUE! | #VALUE! | #VALUE! | #VALUE! | #VALUE! | #VALUE! | #VALUE! | #VALUE! | #VALUE! | #VALUE! | #VALUE! | #VALUE! | #VALUE! | #VALUE! | #VALUE! | #VALUE! | #VALUE! | #VALUE! | #VALUE! | #VALUE! | #VALUE! | #VALUE! | #VALUE! | #VALUE! | #VALUE! | #VALUE! | #VALUE! | #VALUE! | #VALUE! | #VALUE! | #VALUE! | #VALUE! | #VALUE! | #VALUE! | #VALUE! | #VALUE! | #VALUE! | #VALUE! | #VALUE! | #VALUE! | #VALUE! | #VALUE! | #VALUE! | #VALUE! | #VALUE! | #VALUE! | #VALUE! | #VALUE! | #VALUE! | #VALUE! | #VALUE! | #VALUE! | #VALUE! | #VALUE! | #VALUE! | #VALUE! | #VALUE! | #VALUE! | #VALUE! | #VALUE! | #VALUE! | #VALUE! | #VALUE! | #VALUE! | #VALUE! | #VALUE! | #VALUE! | #VALUE! | #VALUE! | #VALUE! | #VALUE! | #VALUE! | #VALUE! | #VALUE! | #VALUE! | #VALUE! | #VALUE! | #VALUE! | #VALUE! | #VALUE! | #VALUE! | #VALUE! | #VALUE! | #VALUE! | #VALUE! | #VALUE! | #VALUE! | #VALUE! | #VALUE! | #VALUE! | #VALUE! | #VALUE! | #VALUE! | #VALUE! | #VALUE! | #VALUE! | #VALUE! | #VALUE! | #VALUE! | #VALUE! | #VALUE! | #VALUE! | #VALUE! | #VALUE! | #VALUE! | #VALUE! | #VALUE! | #VALUE! | #VALUE! | #VALUE! | #VALUE! | #VALUE! | #VALUE! | #VALUE! | #VALUE! | #VALUE! | #VALUE! | #VALUE! | #VALUE! | #VALUE! | #VALUE! | #VALUE! | #VALUE! | #VALUE! | #VALUE! | #VALUE! | #VALUE! | #VALUE! | #VALUE! | #VALUE! | #VALUE! | #VALUE! | #VALUE! | #VALUE! | #VALUE! | #VALUE! | #VALUE! | #VALUE! | #VALUE! | #VALUE! | #VALUE! | #VALUE! | #VALUE! | #VALUE! | #VALUE! | #VALUE! | #VALUE! | #VALUE! | #VALUE! | #VALUE! | #VALUE! | #VALUE! | #VALUE! | #VALUE! | #VALUE! | #VALUE! | #VALUE! | #VALUE! | #VALUE! | #VALUE! | #VALUE! | #VALUE! | #VALUE! | #VALUE! | #VALUE! | #VALUE! | #VALUE! | #VALUE! | #VALUE! | #VALUE! | #VALUE! | #VALUE! | #VALUE! | #VALUE! | #VALUE! | #VALUE! | #VALUE! | #VALUE! | #VALUE! | #VALUE! | #VALUE! | #VALUE! | #VALUE! | #VALUE! | #VALUE! | #VALUE! | #VALUE! | #VALUE! | #VALUE! | #VALUE! | #VALUE! | #VALUE! | #VALUE! | #VALUE! | #VALUE! | #VALUE! | #VALUE! | #VALUE! | #VALUE! | #VALUE! | #VALUE! | #VALUE! | #VALUE! | #VALUE! | #VALUE! | #VALUE! | #VALUE! | #VALUE! | #VALUE! | #VALUE! | #VALUE! | #VALUE! | #VALUE! | #VALUE! | #VALUE! | #VALUE! | #VALUE! | #VALUE! | #VALUE! | #VALUE! | #VALUE! | #VALUE! | #VALUE! | #VALUE! | #VALUE! | #VALUE! | #VALUE! | #VALUE! | #VALUE! | #VALUE! | #VALUE! | #VALUE! | #VALUE! | #VALUE! | #VALUE! | #VALUE! | #VALUE! | #VALUE! | #VALUE! | #VALUE! | #VALUE! | #VALUE! | #VALUE! | #VALUE! | #VALUE! | #VALUE! | #VALUE! | #VALUE! | #VALUE! | #VALUE! | #VALUE! | #VALUE! | #VALUE! | #VALUE! | #VALUE! | #VALUE! | #VALUE! | #VALUE! | #VALUE! | #VALUE! | #VALUE! | #VALUE! | #VALUE! | #VALUE! | #VALUE! | #VALUE! | #VALUE! | #VALUE! | #VALUE! | #VALUE! | #VALUE! | #VALUE! | #VALUE! | #VALUE! | #VALUE! | #VALUE! | #VALUE! | #VALUE! | #VALUE! | #VALUE! | #VALUE! | #VALUE! | #VALUE! | #VALUE! | #VALUE! | #VALUE! | #VALUE! | #VALUE! | #VALUE! | #VALUE! | #VALUE! | #VALUE! | #VALUE! | #VALUE! | #VALUE! | #VALUE! | #VALUE! | #VALUE! | #VALUE! | #VALUE! | #VALUE! | #VALUE! | #VALUE! | #VALUE! | #VALUE! | #VALUE! | #VALUE! | #VALUE! | #VALUE! | #VALUE! | #VALUE! | #VALUE! | #VALUE! | #VALUE! | #VALUE! | #VALUE! | #VALUE! | #VALUE! | #VALUE! | #VALUE! | #VALUE! | #VALUE! | #VALUE! | #VALUE! | #VALUE! | #VALUE! | #VALUE! | #VALUE! | #VALUE! | #VALUE! | #VALUE! | #VALUE! | #VALUE! | #VALUE! | #VALUE! | #VALUE! | #VALUE! | #VALUE! | #VALUE! | #VALUE! | #VALUE! | #VALUE! | #VALUE! | #VALUE! | #VALUE! | #VALUE! | #VALUE! | #VALUE! | #VALUE! | #VALUE! | #VALUE! | #VALUE! | #VALUE! | #VALUE! | #VALUE! | #VALUE! | #VALUE! | #VALUE! | #VALUE! | #VALUE! | #VALUE! | #VALUE! | #VALUE! | #VALUE! | #VALUE! | #VALUE! | #VALUE! | #VALUE! | #VALUE! | #VALUE! | #VALUE! | #VALUE! | #VALUE! | #VALUE! | #VALUE! | #VALUE! | #VALUE! | #VALUE! | #VALUE! | #VALUE! | #VALUE! | #VALUE! | #VALUE! | #VALUE! | #VALUE! | #VALUE! | #VALUE! | #VALUE! | #VALUE! | #VALUE! | #VALUE! | #VALUE! | #VALUE! | #VALUE! | #VALUE! | #VALUE! | #VALUE! | #VALUE! | #VALUE! | #VALUE! | #VALUE! | #VALUE! | #VALUE! | #VALUE! | #VALUE! | #VALUE! | #VALUE! | #VALUE! | #VALUE! | #VALUE! | #VALUE! | #VALUE! | #VALUE! | #VALUE! | #VALUE! | #VALUE! | #VALUE! | #VALUE! | #VALUE! | #VALUE! | #VALUE! | #VALUE! | #VALUE! | #VALUE! | #VALUE! | #VALUE! | #VALUE! | #VALUE! | #VALUE! | #VALUE! | #VALUE! | #VALUE! | #VALUE! | #VALUE! | #VALUE! | #VALUE! | #VALUE! | #VALUE! | #VALUE! | #VALUE! | #VALUE! | #VALUE! | #VALUE! | #VALUE! | #VALUE! | #VALUE! | #VALUE! | #VALUE! | #VALUE! | #VALUE! | #VALUE! | #VALUE! | #VALUE! | #VALUE! | #VALUE! | #VALUE! | #VALUE! | #VALUE! | #VALUE! | #VALUE! | #VALUE! | #VALUE! | #VALUE! | #VALUE! | #VALUE! | #VALUE! | #VALUE! | #VALUE! | #VALUE! | #VALUE! | #VALUE! | #VALUE! | #VALUE! | #VALUE! | #VALUE! | #VALUE! | #VALUE! | #VALUE! | #VALUE! | #VALUE! | #VALUE! | #VALUE! | #VALUE! | #VALUE! | #VALUE! | #VALUE! | #VALUE! | #VALUE! | #VALUE! | #VALUE! | #VALUE! | #VALUE! | #VALUE! | #VALUE! | #VALUE! | #VALUE! | #VALUE! | #VALUE! | #VALUE! | #VALUE! | #VALUE! | #VALUE! | #VALUE! | #VALUE! | #VALUE! | #VALUE! | #VALUE! | #VALUE! | #VALUE! | #VALUE! | #VALUE! | #VALUE! | #VALUE! | #VALUE! | #VALUE! | #VALUE! | #VALUE! | #VALUE! | #VALUE! | #VALUE! | #VALUE! | #VALUE! | #VALUE! | #VALUE! | #VALUE! | #VALUE! | #VALUE! | #VALUE! | #VALUE! | #VALUE! | #VALUE! | #VALUE! | #VALUE! | #VALUE! | #VALUE! | #VALUE! | #VALUE! | #VALUE! | #VALUE! | #VALUE! | #VALUE! | #VALUE! | #VALUE! | #VALUE! | #VALUE! | #VALUE! | #VALUE! | #VALUE! | #VALUE! | #VALUE! | #VALUE! | #VALUE! | #VALUE! | #VALUE! | #VALUE! | #VALUE! | #VALUE! | #VALUE! | #VALUE! | #VALUE! | #VALUE! | #VALUE! | #VALUE! | #VALUE! | #VALUE! | #VALUE! | #VALUE! | #VALUE! | #VALUE! | #VALUE! | #VALUE! | #VALUE! | #VALUE! | #VALUE! | #VALUE! | #VALUE! | #VALUE! | #VALUE! | #VALUE! | #VALUE! | #VALUE! | #VALUE! | #VALUE! | #VALUE! | #VALUE! | #VALUE! | #VALUE! | #VALUE! | #VALUE! | #VALUE! | #VALUE! | #VALUE! | #VALUE! | #VALUE! | #VALUE! | #VALUE! | #VALUE! | #VALUE! | #VALUE! | #VALUE! | #VALUE! | #VALUE! | #VALUE! | #VALUE! | #VALUE! | #VALUE! | #VALUE! | #VALUE! | #VALUE! | #VALUE! | #VALUE! | #VALUE! | #VALUE! | #VALUE! | #VALUE! | #VALUE! | #VALUE! | #VALUE! | #VALUE! | #VALUE! | #VALUE! | #VALUE! | #VALUE! | #VALUE! | #VALUE! | #VALUE! | #VALUE! | #VALUE! | #VALUE! | #VALUE! | #VALUE! | #VALUE! | #VALUE! | #VALUE! | #VALUE! | #VALUE! | #VALUE! | #VALUE! | #VALUE! | #VALUE! | #VALUE! | #VALUE! | #VALUE! | #VALUE! | #VALUE! | #VALUE! | #VALUE! | #VALUE! | #VALUE! | #VALUE! | #VALUE! | #VALUE! | #VALUE! | #VALUE! | #VALUE! | #VALUE! | #VALUE! | #VALUE! | #VALUE! | #VALUE! | #VALUE! | #VALUE! | #VALUE! | #VALUE! | #VALUE! | #VALUE! | #VALUE! | #VALUE! | #VALUE! | #VALUE! | #VALUE! | #VALUE! | #VALUE! | #VALUE! | #VALUE! | #VALUE! | #VALUE! | #VALUE! | #VALUE! | #VALUE! | #VALUE! | #VALUE! | #VALUE! | #VALUE! | #VALUE! | #VALUE! | #VALUE! | #VALUE! | #VALUE! | #VALUE! | #VALUE! | #VALUE! | #VALUE! | #VALUE! | #VALUE! | #VALUE! | #VALUE! | #VALUE! | #VALUE! | #VALUE! | #VALUE! | #VALUE! | #VALUE! | #VALUE! | #VALUE! | #VALUE! | #VALUE! | #VALUE! | #VALUE! | #VALUE! | #VALUE! | #VALUE! | #VALUE! | #VALUE! | #VALUE! | #VALUE! | #VALUE! | #VALUE! | #VALUE! | #VALUE! | #VALUE! | #VALUE! | #VALUE! | #VALUE! | #VALUE! | #VALUE! | #VALUE! | #VALUE! | #VALUE! | #VALUE! | #VALUE! | #VALUE! | #VALUE! | #VALUE! | #VALUE! | #VALUE! | #VALUE! | #VALUE! | #VALUE! | #VALUE! | #VALUE! | #VALUE! | #VALUE! | #VALUE! | #VALUE! | #VALUE! | #VALUE! | #VALUE! | #VALUE! | #VALUE! | #VALUE! | #VALUE! | #VALUE! | #VALUE! | #VALUE! | #VALUE! | #VALUE! | #VALUE! | #VALUE! | #VALUE! | #VALUE! | #VALUE! | #VALUE! | #VALUE! | #VALUE! | #VALUE! | #VALUE! | #VALUE! | #VALUE! | #VALUE! | #VALUE! | #VALUE! | #VALUE! | #VALUE! | #VALUE! | #VALUE! | #VALUE! | #VALUE! | #VALUE! | #VALUE! | #VALUE! | #VALUE! | #VALUE! | #VALUE! | #VALUE! | #VALUE! | #VALUE! | #VALUE! | #VALUE! | #VALUE! | #VALUE! | #VALUE! | #VALUE! | #VALUE! | #VALUE! | #VALUE! | #VALUE! | #VALUE! | #VALUE! | #VALUE! | #VALUE! | #VALUE! | #VALUE! | #VALUE! | #VALUE! | #VALUE! | #VALUE! | #VALUE! | #VALUE! | #VALUE! | #VALUE! | #VALUE! | #VALUE! | #VALUE! | #VALUE! | #VALUE! | #VALUE! | #VALUE! | #VALUE! | #VALUE! | #VALUE! | #VALUE! | #VALUE! | #VALUE! | #VALUE! | #VALUE! | #VALUE! | #VALUE! | #VALUE! | #VALUE! | #VALUE! | #VALUE! | #VALUE! | #VALUE! | #VALUE! | #VALUE! | #VALUE! | #VALUE! | #VALUE! | #VALUE! | #VALUE! | #VALUE! | #VALUE! | #VALUE! | #VALUE! | #VALUE! | #VALUE! | #VALUE! | #VALUE! | #VALUE! | #VALUE! | #VALUE! | #VALUE! | #VALUE! | #VALUE! | #VALUE! | #VALUE! | #VALUE! | #VALUE! | #VALUE! | #VALUE! | #VALUE! | #VALUE! | #VALUE! | #VALUE! | #VALUE! | #VALUE! | #VALUE! | #VALUE! | #VALUE! | #VALUE! | #VALUE! | #VALUE! | #VALUE! | #VALUE! | #VALUE! | #VALUE! | #VALUE! | #VALUE! | #VALUE! | #VALUE! | #VALUE! | #VALUE! | #VALUE! | #VALUE! | #VALUE! | #VALUE! | #VALUE! | #VALUE! | #VALUE! | #VALUE! | #VALUE! | #VALUE! | #VALUE! | #VALUE! | #VALUE! | #VALUE! | #VALUE! | #VALUE! | #VALUE! | #VALUE! | #VALUE! | #VALUE! | #VALUE! | #VALUE! | #VALUE! | #VALUE! | #VALUE! | #VALUE! | #VALUE! | #VALUE! | #VALUE! | #VALUE! | #VALUE! | #VALUE! | #VALUE! | #VALUE! | #VALUE! | #VALUE! | #VALUE! | #VALUE! | #VALUE! | #VALUE! | #VALUE! | #VALUE! | #VALUE! | #VALUE! | #VALUE! | #VALUE! | #VALUE! | #VALUE! | #VALUE! | #VALUE! | #VALUE! | #VALUE! | #VALUE! | #VALUE! | #VALUE! | #VALUE! | #VALUE! | #VALUE! | #VALUE! | #VALUE! | #VALUE! | #VALUE! | #VALUE! | #VALUE! | #VALUE! | #VALUE! | #VALUE! | #VALUE! | #VALUE! | #VALUE! | #VALUE! | #VALUE! | #VALUE! | #VALUE! | #VALUE! | #VALUE! | #VALUE! | #VALUE! | #VALUE! | #VALUE! | #VALUE! | #VALUE! | #VALUE! | #VALUE! | #VALUE! | #VALUE! | #VALUE! | #VALUE! | #VALUE! | #VALUE! | #VALUE! | #VALUE! | #VALUE! | #VALUE! | #VALUE! | #VALUE! | #VALUE! | #VALUE! | #VALUE! | #VALUE! | #VALUE! | #VALUE! | #VALUE! | #VALUE! | #VALUE! | #VALUE! | #VALUE! | #VALUE! | #VALUE! | #VALUE! | #VALUE! | #VALUE! | #VALUE! | #VALUE! | #VALUE! | #VALUE! | #VALUE! | #VALUE! | #VALUE! | #VALUE! | #VALUE! | #VALUE! | #VALUE! | #VALUE! | #VALUE! | #VALUE! | #VALUE! | #VALUE! | #VALUE! | #VALUE! | #VALUE! | #VALUE! | #VALUE! | #VALUE! | #VALUE! | #VALUE! | #VALUE! | #VALUE! | #VALUE! | #VALUE! | #VALUE! | #VALUE! | #VALUE! | #VALUE! | #VALUE! | #VALUE! | #VALUE! | #VALUE! | #VALUE! | #VALUE! | #VALUE! | #VALUE! | #VALUE! | #VALUE! | #VALUE! | #VALUE! | #VALUE! | #VALUE! | #VALUE! | #VALUE! | #VALUE! | #VALUE! | #VALUE! | #VALUE! | #VALUE! | #VALUE! | #VALUE! | #VALUE! | #VALUE! | #VALUE! | #VALUE! | #VALUE! | #VALUE! | #VALUE! | #VALUE! | #VALUE! | #VALUE! | #VALUE! | #VALUE! | #VALUE! | #VALUE! | #VALUE! | #VALUE! | #VALUE! | #VALUE! | #VALUE! | #VALUE! | #VALUE! | #VALUE! | #VALUE! | #VALUE! | #VALUE! | #VALUE! | #VALUE! | #VALUE! | #VALUE! | #VALUE! | #VALUE! | #VALUE! | #VALUE! | #VALUE! | #VALUE! | #VALUE! | #VALUE! | #VALUE! | #VALUE! | #VALUE! | #VALUE! | #VALUE! | #VALUE! | #VALUE! | #VALUE! | #VALUE! | #VALUE! | #VALUE! | #VALUE! | #VALUE! | #VALUE! | #VALUE! | #VALUE! | #VALUE! | #VALUE! | #VALUE! | #VALUE! | #VALUE! | #VALUE! | #VALUE! | #VALUE! | #VALUE! | #VALUE! | #VALUE! | #VALUE! | #VALUE! | #VALUE! | #VALUE! | #VALUE! | #VALUE! | #VALUE! | #VALUE! | #VALUE! | #VALUE! | #VALUE! | #VALUE! | #VALUE! | #VALUE! | #VALUE! | #VALUE! | #VALUE! | #VALUE! | #VALUE! | #VALUE! | #VALUE! | #VALUE! | #VALUE! | #VALUE! | #VALUE! | #VALUE! | #VALUE! | #VALUE! | #VALUE! | #VALUE! | #VALUE! | #VALUE! | #VALUE! | #VALUE! | #VALUE! | #VALUE! | #VALUE! | #VALUE! | #VALUE! | #VALUE! | #VALUE! | #VALUE! | #VALUE! | #VALUE! | #VALUE! | #VALUE! | #VALUE! | #VALUE! | #VALUE! | #VALUE! | #VALUE! | #VALUE! | #VALUE! | #VALUE! | #VALUE! | #VALUE! | #VALUE! | #VALUE! | #VALUE! | #VALUE! | #VALUE! | #VALUE! | #VALUE! | #VALUE! | #VALUE! | #VALUE! | #VALUE! | #VALUE! | #VALUE! | #VALUE! | #VALUE! | #VALUE! | #VALUE! | #VALUE! | #VALUE! | #VALUE! | #VALUE! | #VALUE! | #VALUE! | #VALUE! | #VALUE! | #VALUE! | #VALUE! | #VALUE! | #VALUE! | #VALUE! | #VALUE! | #VALUE! | #VALUE! | #VALUE! | #VALUE! | #VALUE! | #VALUE! | #VALUE! | #VALUE! | #VALUE! | #VALUE! | #VALUE! | #VALUE! | #VALUE! | #VALUE! | #VALUE! | #VALUE! | #VALUE! | #VALUE! | #VALUE! | #VALUE! | #VALUE! | #VALUE! | #VALUE! | #VALUE! | #VALUE! | #VALUE! | #VALUE! | #VALUE! | #VALUE! | #VALUE! | #VALUE! | #VALUE! | #VALUE! | #VALUE! | #VALUE! | #VALUE! | #VALUE! | #VALUE! | #VALUE! | #VALUE! | #VALUE! | #VALUE! | #VALUE! | #VALUE! | #VALUE! | #VALUE! | #VALUE! | #VALUE! | #VALUE! | #VALUE! | #VALUE! | #VALUE! | #VALUE! | #VALUE! | #VALUE! | #VALUE! | #VALUE! | #VALUE! | #VALUE! | #VALUE! | #VALUE! | #VALUE! | #VALUE! | #VALUE! | #VALUE! | #VALUE! | #VALUE! | #VALUE! | #VALUE! | #VALUE! | #VALUE! | #VALUE! | #VALUE! | #VALUE! | #VALUE! | #VALUE! | #VALUE! | #VALUE! | #VALUE! | #VALUE! | #VALUE! | #VALUE! | #VALUE! | #VALUE! | #VALUE! | #VALUE! | #VALUE! | #VALUE! | #VALUE! | #VALUE! | #VALUE! | #VALUE! | #VALUE! | #VALUE! | #VALUE! | #VALUE! | #VALUE! | #VALUE! | #VALUE! | #VALUE! | #VALUE! | #VALUE! | #VALUE! | #VALUE! | #VALUE! | #VALUE! | #VALUE! | #VALUE! | #VALUE! | #VALUE! | #VALUE! | #VALUE! | #VALUE! | #VALUE! | #VALUE! | #VALUE! | #VALUE! | #VALUE! | #VALUE! | #VALUE! | #VALUE! | #VALUE! | #VALUE! | #VALUE! | #VALUE! | #VALUE! | #VALUE! | #VALUE! | #VALUE! | #VALUE! | #VALUE! | #VALUE! | #VALUE! | #VALUE! | #VALUE! | #VALUE! | #VALUE! | #VALUE! | #VALUE! | #VALUE! | #VALUE! | #VALUE! | #VALUE! | #VALUE! | #VALUE! | #VALUE! | #VALUE! | #VALUE! | #VALUE! | #VALUE! | #VALUE! | #VALUE! | #VALUE! | #VALUE! | #VALUE! | #VALUE! | #VALUE! | #VALUE! | #VALUE! | #VALUE! | #VALUE! | #VALUE! | #VALUE! | #VALUE! | #VALUE! | #VALUE! | #VALUE! | #VALUE! | #VALUE! | #VALUE! | #VALUE! | #VALUE! | #VALUE! | #VALUE! | #VALUE! | #VALUE! | #VALUE! | #VALUE! | #VALUE! | #VALUE! | #VALUE! | #VALUE! | #VALUE! | #VALUE! | #VALUE! | #VALUE! | #VALUE! | #VALUE! | #VALUE! | #VALUE! | #VALUE! | #VALUE! | #VALUE! | #VALUE! | #VALUE! | #VALUE! | #VALUE! | #VALUE! | #VALUE! | #VALUE! | #VALUE! | #VALUE! | #VALUE! | #VALUE! | #VALUE! | #VALUE! | #VALUE! | #VALUE! | #VALUE! | #VALUE! | #VALUE! | #VALUE! | #VALUE! | #VALUE! | #VALUE! | #VALUE! | #VALUE! | #VALUE! | #VALUE! | #VALUE! | #VALUE! | #VALUE! | #VALUE! | #VALUE! | #VALUE! | #VALUE! | #VALUE! | #VALUE! | #VALUE! | #VALUE! | #VALUE! | #VALUE! | #VALUE! | #VALUE! | #VALUE! | #VALUE! | #VALUE! | #VALUE! | #VALUE! | #VALUE! | #VALUE! | #VALUE! | #VALUE! | #VALUE! | #VALUE! | #VALUE! | #VALUE! | #VALUE! | #VALUE! | #VALUE! | #VALUE! | #VALUE! | #VALUE! | #VALUE! | #VALUE! | #VALUE! | #VALUE! | #VALUE! | #VALUE! | #VALUE! | #VALUE! | #VALUE! | #VALUE! | #VALUE! | #VALUE! | #VALUE! | #VALUE! | #VALUE! | #VALUE! | #VALUE! | #VALUE! | #VALUE! | #VALUE! | #VALUE! | #VALUE! | #VALUE! | #VALUE! | #VALUE! | #VALUE! | #VALUE! | #VALUE! | #VALUE! | #VALUE! | #VALUE! | #VALUE! | #VALUE! | #VALUE! | #VALUE! | #VALUE! | #VALUE! | #VALUE! | #VALUE! | #VALUE! | #VALUE! | #VALUE! | #VALUE! | #VALUE! | #VALUE! | #VALUE! | #VALUE! | #VALUE! | #VALUE! | #VALUE! | #VALUE! | #VALUE! | #VALUE! | #VALUE! | #VALUE! | #VALUE! | #VALUE! | #VALUE! | #VALUE! | #VALUE! | #VALUE! | #VALUE! | #VALUE! | #VALUE! | #VALUE! | #VALUE! | #VALUE! | #VALUE! | #VALUE! | #VALUE! | #VALUE! | #VALUE! | #VALUE! | #VALUE! | #VALUE! | #VALUE! | #VALUE! | #VALUE! | #VALUE! | #VALUE! | #VALUE! | #VALUE! | #VALUE! | #VALUE! | #VALUE! | #VALUE! | #VALUE! | #VALUE! | #VALUE! | #VALUE! | #VALUE! | #VALUE! | #VALUE! | #VALUE! | #VALUE! | #VALUE! | #VALUE! | #VALUE! | #VALUE! | #VALUE! | #VALUE! | #VALUE! | #VALUE! | #VALUE! | #VALUE! | #VALUE! | #VALUE! | #VALUE! | #VALUE! | #VALUE! | #VALUE! | #VALUE! | #VALUE! | #VALUE! | #VALUE! | #VALUE! | #VALUE! | #VALUE! | #VALUE! | #VALUE! | #VALUE! | #VALUE! | #VALUE! | #VALUE! | #VALUE! | #VALUE! | #VALUE! | #VALUE! | #VALUE! | #VALUE! | #VALUE! | #VALUE! | #VALUE! | #VALUE! | #VALUE! | #VALUE! | #VALUE! | #VALUE! | #VALUE! | #VALUE! | #VALUE! | #VALUE! | #VALUE! | #VALUE! | #VALUE! | #VALUE! | #VALUE! | #VALUE! | #VALUE! | #VALUE! | #VALUE! | #VALUE! | #VALUE! | #VALUE! | #VALUE! | #VALUE! | #VALUE! | #VALUE! | #VALUE! | #VALUE! | #VALUE! | #VALUE! | #VALUE! | #VALUE! | #VALUE! | #VALUE! | #VALUE! | #VALUE! | #VALUE! | #VALUE! | #VALUE! | #VALUE! | #VALUE! | #VALUE! | #VALUE! | #VALUE! | #VALUE! | #VALUE! | #VALUE! | #VALUE! | #VALUE! | #VALUE! | #VALUE! | #VALUE! | #VALUE! | #VALUE! | #VALUE! | #VALUE! | #VALUE! | #VALUE! | #VALUE! | #VALUE! | #VALUE! | #VALUE! | #VALUE! | #VALUE! | #VALUE! | #VALUE! | #VALUE! | #VALUE! | #VALUE! | #VALUE! | #VALUE! | #VALUE! | #VALUE! | #VALUE! | #VALUE! | #VALUE! | #VALUE! | #VALUE! | #VALUE! | #VALUE! | #VALUE! | #VALUE! | #VALUE! | #VALUE! | #VALUE! | #VALUE! | #VALUE! | #VALUE! | #VALUE! | #VALUE! | #VALUE! | #VALUE! | #VALUE! | #VALUE! | #VALUE! | #VALUE! | #VALUE! | #VALUE! | #VALUE! | #VALUE! | #VALUE! | #VALUE! | #VALUE! | #VALUE! | #VALUE! | #VALUE! | #VALUE! | #VALUE! | #VALUE! | #VALUE! | #VALUE! | #VALUE! | #VALUE! | #VALUE! | #VALUE! | #VALUE! | #VALUE! | #VALUE! | #VALUE! | #VALUE! | #VALUE! | #VALUE! | #VALUE! | #VALUE! | #VALUE! | #VALUE! | #VALUE! | #VALUE! | #VALUE! | #VALUE! | #VALUE! | #VALUE! | #VALUE! | #VALUE! | #VALUE! | #VALUE! | #VALUE! | #VALUE! | #VALUE! | #VALUE! | #VALUE! | #VALUE! | #VALUE! | #VALUE! | #VALUE! | #VALUE! | #VALUE! | #VALUE! | #VALUE! | #VALUE! | #VALUE! | #VALUE! | #VALUE! | #VALUE! | #VALUE! | #VALUE! | #VALUE! | #VALUE! | #VALUE! | #VALUE! | #VALUE! | #VALUE! | #VALUE! | #VALUE! | #VALUE! | #VALUE! | #VALUE! | #VALUE! | #VALUE! | #VALUE! | #VALUE! | #VALUE! | #VALUE! | #VALUE! | #VALUE! | #VALUE! | #VALUE! | #VALUE! | #VALUE! | #VALUE! | #VALUE! | #VALUE! | #VALUE! | #VALUE! | #VALUE! | #VALUE! | #VALUE! | #VALUE! | #VALUE! | #VALUE! | #VALUE! | #VALUE! | #VALUE! | #VALUE! | #VALUE! | #VALUE! | #VALUE! | #VALUE! | #VALUE! | #VALUE! | #VALUE! | #VALUE! | #VALUE! | #VALUE! | #VALUE! | #VALUE! | #VALUE! | #VALUE! | #VALUE! | #VALUE! | #VALUE! | #VALUE! | #VALUE! | #VALUE! | #VALUE! | #VALUE! | #VALUE! | #VALUE! | #VALUE! | #VALUE! | #VALUE! | #VALUE! | #VALUE! | #VALUE! | #VALUE! | #VALUE! | #VALUE! | #VALUE! | #VALUE! | #VALUE! | #VALUE! | #VALUE! | #VALUE! | #VALUE! | #VALUE! | #VALUE! | #VALUE! | #VALUE! | #VALUE! | #VALUE! | #VALUE! | #VALUE! | #VALUE! | #VALUE! | #VALUE! | #VALUE! | #VALUE! | #VALUE! | #VALUE! | #VALUE! | #VALUE! | #VALUE! | #VALUE! | #VALUE! | #VALUE! | #VALUE! | #VALUE! | #VALUE! | #VALUE! | #VALUE! | #VALUE! | #VALUE! | #VALUE! | #VALUE! | #VALUE! | #VALUE! | #VALUE! | #VALUE! | #VALUE! | #VALUE! | #VALUE! | #VALUE! | #VALUE! | #VALUE! | #VALUE! | #VALUE! | #VALUE! | #VALUE! | #VALUE! | #VALUE! | #VALUE! | #VALUE! | #VALUE! | #VALUE! | #VALUE! | #VALUE! | #VALUE! | #VALUE! | #VALUE! | #VALUE! | #VALUE! | #VALUE! | #VALUE! | #VALUE! | #VALUE! | #VALUE! | #VALUE! | #VALUE! | #VALUE! | #VALUE! | #VALUE! | #VALUE! | #VALUE! | #VALUE! | #VALUE! | #VALUE! | #VALUE! | #VALUE! | #VALUE! | #VALUE! | #VALUE! | #VALUE! | #VALUE! | #VALUE! | #VALUE! | #VALUE! | #VALUE! | #VALUE! | #VALUE! | #VALUE! | #VALUE! | #VALUE! | #VALUE! | #VALUE! | #VALUE! | #VALUE! | #VALUE! | #VALUE! | #VALUE! | #VALUE! | #VALUE! | #VALUE! | #VALUE! | #VALUE! | #VALUE! | #VALUE! | #VALUE! | #VALUE! | #VALUE! | #VALUE! | #VALUE! | #VALUE! | #VALUE! | #VALUE! | #VALUE! | #VALUE! | #VALUE! | #VALUE! | #VALUE! | #VALUE! | #VALUE! | #VALUE! | #VALUE! | #VALUE! | #VALUE! | #VALUE! | #VALUE! | #VALUE! | #VALUE! | #VALUE! | #VALUE! | #VALUE! | #VALUE! | #VALUE! | #VALUE! | #VALUE! | #VALUE! | #VALUE! | #VALUE! | #VALUE! | #VALUE! | #VALUE! | #VALUE! | #VALUE! | #VALUE! | #VALUE! | #VALUE! | #VALUE! | #VALUE! | #VALUE! | #VALUE! | #VALUE! | #VALUE! | #VALUE! | #VALUE! | #VALUE! | #VALUE! | #VALUE! | #VALUE! | #VALUE! | #VALUE! | #VALUE! | #VALUE! | #VALUE! | #VALUE! | #VALUE! | #VALUE! | #VALUE! | #VALUE! | #VALUE! | #VALUE! | #VALUE! | #VALUE! | #VALUE! | #VALUE! | #VALUE! | #VALUE! | #VALUE! | #VALUE! | #VALUE! | #VALUE! | #VALUE! | #VALUE! | #VALUE! | #VALUE! | #VALUE! | #VALUE! | #VALUE! | #VALUE! | #VALUE! | #VALUE! | #VALUE! | #VALUE! | #VALUE! | #VALUE! | #VALUE! | #VALUE! | #VALUE! | #VALUE! | #VALUE! | #VALUE! | #VALUE! | #VALUE! | #VALUE! | #VALUE! | #VALUE! | #VALUE! | #VALUE! | #VALUE! | #VALUE! | #VALUE! | #VALUE! | #VALUE! | #VALUE! | #VALUE! | #VALUE! | #VALUE! | #VALUE! | #VALUE! | #VALUE! | #VALUE! | #VALUE! | #VALUE! | #VALUE! | #VALUE! | #VALUE! | #VALUE! | #VALUE! | #VALUE! | #VALUE! | #VALUE! | #VALUE! | #VALUE! | #VALUE! | #VALUE! | #VALUE! | #VALUE! | #VALUE! | #VALUE! | #VALUE! | #VALUE! | #VALUE! | #VALUE! | #VALUE! | #VALUE! | #VALUE! | #VALUE! | #VALUE! | #VALUE! | #VALUE! | #VALUE! | #VALUE! | #VALUE! | #VALUE! | #VALUE! | #VALUE! | #VALUE! | #VALUE! | #VALUE! | #VALUE! | #VALUE! | #VALUE! | #VALUE! | #VALUE! | #VALUE! | #VALUE! | #VALUE! | #VALUE! | #VALUE! | #VALUE! | #VALUE! | #VALUE! | #VALUE! | #VALUE! | #VALUE! | #VALUE! | #VALUE! | #VALUE! | #VALUE! | #VALUE! | #VALUE! | #VALUE! | #VALUE! | #VALUE! | #VALUE! | #VALUE! | #VALUE! | #VALUE! | #VALUE! | #VALUE! | #VALUE! | #VALUE! | #VALUE! | #VALUE! | #VALUE! | #VALUE! | #VALUE! | #VALUE! | #VALUE! | #VALUE! | #VALUE! | #VALUE! | #VALUE! | #VALUE! | #VALUE! | #VALUE! | #VALUE! | #VALUE! | #VALUE! | #VALUE! | #VALUE! | #VALUE! | #VALUE! | #VALUE! | #VALUE! | #VALUE! | #VALUE! | #VALUE! | #VALUE! | #VALUE! | #VALUE! | #VALUE! | #VALUE! | #VALUE! | #VALUE! | #VALUE! | #VALUE! | #VALUE! | #VALUE! | #VALUE! | #VALUE! | #VALUE! | #VALUE! | #VALUE! | #VALUE! | #VALUE! | #VALUE! | #VALUE! | #VALUE! | #VALUE! | #VALUE! | #VALUE! | #VALUE! | #VALUE! | #VALUE! | #VALUE! | #VALUE! | #VALUE! | #VALUE! | #VALUE! | #VALUE! | #VALUE! | #VALUE! | #VALUE! | #VALUE! | #VALUE! | #VALUE! | #VALUE! | #VALUE! | #VALUE! | #VALUE! | #VALUE! | #VALUE! | #VALUE! | #VALUE! | #VALUE! | #VALUE! | #VALUE! | #VALUE! | #VALUE! | #VALUE! | #VALUE! | #VALUE! | #VALUE! | #VALUE! | #VALUE! | #VALUE! | #VALUE! | #VALUE! | #VALUE! | #VALUE! | #VALUE! | #VALUE! | #VALUE! | #VALUE! | #VALUE! | #VALUE! | #VALUE! | #VALUE! | #VALUE! | #VALUE! | #VALUE! | #VALUE! | #VALUE! | #VALUE! | #VALUE! | #VALUE! | #VALUE! | #VALUE! | #VALUE! | #VALUE! | #VALUE! | #VALUE!
|  | Tasandatud kulud enne tasuvusmäära arvestamist | €/MWh | 90.5324 | 899.3548 | 18.0775 | 18.5317 | 18.9973 | 19.4746 | 19.9639 | 20.4656 | 20.9798 | 21.5069 | 22.0473 | 22.6012 | 164.444 | 23.7512 | 24.348 | 24.9597 | 25.5869 | 26.2298 | 26.8888 | 27.5644 | 28.257 | 28.9669 | 29.6948 | 30.4409 | 31.2057 | 31.9898
|  | Tasandatud kulud kokku | €/MWh | 91.464
10 | Lubatud toetuse prognoosimine |  |  | Kokku või keskmine
|  | Elektrenergia alghind | €/MWh | 44
|  | Elektrienergia hinna kasvumäär | % | 5%
|  | Elektrienergia prognoositud turuhind | €/MWh | 83.9997 | 44 | 46.2 | 48.51 | 50.9355 | 53.4823 | 56.1564 | 58.9642 | 61.9124 | 65.008 | 68.2584 | 71.6714 | 75.2549 | 79.0177 | 82.9686 | 87.117 | 91.4728 | 96.0465 | 100.8488 | 105.8912 | 111.1858 | 116.7451 | 122.5824 | 128.7115 | 135.147 | 141.9044
|  | Makstava osa korrektuur break-even korral | € |  | 0 | 0 | 0 | 0 | 0 | 0 | 0 | 0 | 0 | 0 | 0 | 0 | 0 | 0 | 0 | 0 | 0 | 0 | 0 | 0 | 0 | 42.7782 | 9.5946 | 0 | 0
|  | Elektri turuhinnalt saadav tulu | € |  | 2046 | 2137.5585 | 2233.2142 | 2333.1506 | 2437.5591 | 2546.6398 | 2660.602 | 2779.6639 | 2904.0539 | 3034.0103 | 3169.7822 | 3311.63 | 3459.8254 | 3614.6526 | 3776.4083 | 3945.4026 | 4121.9594 | 4306.417 | 4499.1292 | 4700.4652 | 4910.8111 | 5130.5699 | 5360.1629 | 5600.0301 | 5850.6315
|  | Toetusest saadav tulu | € |  | 2497.05 | 2484.5648 | 2472.1419 | 2459.7812 | 2447.4823 | 2435.2449 | 2423.0687 | 956.9433 | 0 | 0 | 0 | 0 | 0 | 0 | 0 | 0 | 0 | 0 | 0 | 0 | 0 | 0 | 0 | 0 | 0
|  | Kokku tulud | € |  | 4543.05 | 4622.1233 | 4705.3562 | 4792.9318 | 4885.0414 | 4981.8847 | 5083.6706 | 3736.6072 | 2904.0539 | 3034.0103 | 3169.7822 | 3311.63 | 3459.8254 | 3614.6526 | 3776.4083 | 3945.4026 | 4121.9594 | 4306.417 | 4499.1292 | 4700.4652 | 4910.8111 | 5130.5699 | 5360.1629 | 5600.0301 | 5850.6315
|  | Diskonteeritud tulud | € |  | 4543.05 | 4402.0221 | 4267.8968 | 4140.3147 | 4018.9356 | 3903.437 | 3793.5133 | 2655.537 | 1965.578 | 1955.7501 | 1945.9713 | 1936.2415 | 1926.5603 | 1916.9275 | 1907.3428 | 1897.8061 | 1888.3171 | 1878.8755 | 1869.4811 | 1860.1337 | 1850.833 | 1841.5789 | 1832.371 | 1823.2091 | 1814.0931
|  | Kokku akumuleeritud diskonteeritud tulud | € |  | 4543.05 | 8945.0721 | 13212.9689 | 17353.2836 | 21372.2192 | 25275.6563 | 29069.1696 | 31724.7066 | 33690.2845 | 35646.0346 | 37592.0059 | 39528.2474 | 41454.8077 | 43371.7351 | 45279.0779 | 47176.8841 | 49065.2011 | 50944.0766 | 52813.5577 | 54673.6915 | 56524.5245 | 58366.1034 | 60198.4744 | 62021.6835 | 63835.7766
|  | Tasuvusmääraga korrigeeritud akumuleeritud kulud | € |  | 42250.3278 | 43055.0959 | 43836.8707 | 44596.3091 | 45334.0492 | 46050.711 | 46746.8968 | 47423.1915 | 48080.1636 | 48718.365 | 49338.3321 | 53612.8647 | 54197.9112 | 54766.2421 | 55318.3349 | 55854.6537 | 56375.6491 | 56881.7589 | 57373.4084 | 57851.0108 | 58314.9674 | 58765.6681 | 59203.4916 | 59628.8059 | 60041.9684
|  | Tulude ja kulude vahe | € |  | -37707.2778 | -34110.0238 | -30623.9018 | -27243.0255 | -23961.83 | -20775.0547 | -17677.7272 | -15698.485 | -14389.879 | -13072.3304 | -11746.3261 | -14084.6173 | -12743.1035 | -11394.507 | -10039.257 | -8677.7697 | -7310.4479 | -5937.6822 | -4559.8506 | -3177.3193 | -1790.4429 | -399.5647 | 994.9827 | 2392.8776 | 3793.8082
|  | Prognoositud makstav toetus | €/MWh |  | 53.7 | 53.7 | 53.7 | 53.7 | 53.7 | 53.7 | 53.7 | 21.3143 | 0 | 0 | 0 | 0 | 0 | 0 | 0 | 0 | 0 | 0 | 0 | 0 | 0 | 0 | 0 | 0 | 0 | 0 | 0 | 0 | 0 | 0 | 0 | 0 | 0 | 0 | 0 | 0 | 0 | 0 | 0 | 0 | 0 | 0 | 0 | 0 | 0 | 0 | 0 | 0 | 0 | 0 | 0 | 0 | 0 | 0 | 0 | 0 | 0 | 0 | 0 | 0 | 0 | 0 | 0 | 0 | 0 | 0 | 0 | 0 | 0 | 0 | 0 | 0 | 0 | 0 | 0 | 0 | 0 | 0 | 0 | 0 | 0 | 0 | 0 | 0 | 0 | 0 | 0 | 0 | 0 | 0 | 0 | 0 | 0 | 0 | 0 | 0 | 0 | 0 | 0 | 0 | 0 | 0 | 0 | 0 | 0 | 0 | 0 | 0 | 0 | 0 | 0 | 0 | 0 | 0 | 0 | 0 | 0 | 0 | 0 | 0 | 0 | 0 | 0 | 0 | 0 | 0 | 0 | 0 | 0 | 0 | 0 | 0 | 0 | 0 | 0 | 0 | 0 | 0 | 0 | 0 | 0 | 0 | 0 | 0 | 0 | 0 | 0 | 0 | 0 | 0 | 0 | 0 | 0 | 0 | 0 | 0 | 0 | 0 | 0 | 0 | 0 | 0 | 0 | 0 | 0 | 0 | 0 | 0 | 0 | 0 | 0 | 0 | 0 | 0 | 0 | 0 | 0 | 0 | 0 | 0 | 0 | 0 | 0 | 0 | 0 | 0 | 0 | 0 | 0 | 0 | 0 | 0 | 0 | 0 | 0 | 0 | 0 | 0 | 0 | 0 | 0 | 0 | 0 | 0 | 0 | 0 | 0 | 0 | 0 | 0 | 0 | 0 | 0 | 0 | 0 | 0 | 0 | 0 | 0 | 0 | 0 | 0 | 0 | 0 | 0 | 0 | 0 | 0 | 0 | 0 | 0 | 0 | 0 | 0 | 0 | 0 | 0 | 0 | 0 | 0 | 0 | 0 | 0 | 0 | 0 | 0 | 0 | 0 | 0 | 0 | 0 | 0 | 0 | 0 | 0 | 0 | 0 | 0 | 0 | 0 | 0 | 0 | 0 | 0 | 0 | 0 | 0 | 0 | 0 | 0 | 0 | 0 | 0 | 0 | 0 | 0 | 0 | 0 | 0 | 0 | 0 | 0 | 0 | 0 | 0 | 0 | 0 | 0 | 0 | 0 | 0 | 0 | 0 | 0 | 0 | 0 | 0 | 0 | 0 | 0 | 0 | 0 | 0 | 0 | 0 | 0 | 0 | 0 | 0 | 0 | 0 | 0 | 0 | 0 | 0 | 0 | 0 | 0 | 0 | 0 | 0 | 0 | 0 | 0 | 0 | 0 | 0 | 0 | 0 | 0 | 0 | 0 | 0 | 0 | 0 | 0 | 0 | 0 | 0 | 0 | 0 | 0 | 0 | 0 | 0 | 0 | 0 | 0 | 0 | 0 | 0 | 0 | 0 | 0 | 0 | 0 | 0 | 0 | 0 | 0 | 0 | 0 | 0 | 0 | 0 | 0 | 0 | 0 | 0 | 0 | 0 | 0 | 0 | 0 | 0 | 0 | 0 | 0 | 0 | 0 | 0 | 0 | 0 | 0 | 0 | 0 | 0 | 0 | 0 | 0 | 0 | 0 | 0 | 0 | 0 | 0 | 0 | 0 | 0 | 0 | 0 | 0 | 0 | 0 | 0 | 0 | 0 | 0 | 0 | 0 | 0 | 0 | 0 | 0 | 0 | 0 | 0 | 0 | 0 | 0 | 0 | 0 | 0 | 0 | 0 | 0 | 0 | 0 | 0 | 0 | 0 | 0 | 0 | 0 | 0 | 0 | 0 | 0 | 0 | 0 | 0 | 0 | 0 | 0 | 0 | 0 | 0 | 0 | 0 | 0 | 0 | 0 | 0 | 0 | 0 | 0 | 0 | 0 | 0 | 0 | 0 | 0 | 0 | 0 | 0 | 0 | 0 | 0 | 0 | 0 | 0 | 0 | 0 | 0 | 0 | 0 | 0 | 0 | 0 | 0 | 0 | 0 | 0 | 0 | 0 | 0 | 0 | 0 | 0 | 0 | 0 | 0 | 0 | 0 | 0 | 0 | 0 | 0 | 0 | 0 | 0 | 0 | 0 | 0 | 0 | 0 | 0 | 0 | 0 | 0 | 0 | 0 | 0 | 0 | 0 | 0 | 0 | 0 | 0 | 0 | 0 | 0 | 0 | 0 | 0 | 0 | 0 | 0 | 0 | 0 | 0 | 0 | 0 | 0 | 0 | 0 | 0 | 0 | 0 | 0 | 0 | 0 | 0 | 0 | 0 | 0 | 0 | 0 | 0 | 0 | 0 | 0 | 0 | 0 | 0 | 0 | 0 | 0 | 0 | 0 | 0 | 0 | 0 | 0 | 0 | 0 | 0 | 0 | 0 | 0 | 0 | 0 | 0 | 0 | 0 | 0 | 0 | 0 | 0 | 0 | 0 | 0 | 0 | 0 | 0 | 0 | 0 | 0 | 0 | 0 | 0 | 0 | 0 | 0 | 0 | 0 | 0 | 0 | 0 | 0 | 0 | 0 | 0 | 0 | 0 | 0 | 0 | 0 | 0 | 0 | 0 | 0 | 0 | 0 | 0 | 0 | 0 | 0 | 0 | 0 | 0 | 0 | 0 | 0 | 0 | 0 | 0 | 0 | 0 | 0 | 0 | 0 | 0 | 0 | 0 | 0 | 0 | 0 | 0 | 0 | 0 | 0 | 0 | 0 | 0 | 0 | 0 | 0 | 0 | 0 | 0 | 0 | 0 | 0 | 0 | 0 | 0 | 0 | 0 | 0 | 0 | 0 | 0 | 0 | 0 | 0 | 0 | 0 | 0 | 0 | 0 | 0 | 0 | 0 | 0 | 0 | 0 | 0 | 0 | 0 | 0 | 0 | 0 | 0 | 0 | 0 | 0 | 0 | 0 | 0 | 0 | 0 | 0 | 0 | 0 | 0 | 0 | 0 | 0 | 0 | 0 | 0 | 0 | 0 | 0 | 0 | 0 | 0 | 0 | 0 | 0 | 0 | 0 | 0 | 0 | 0 | 0 | 0 | 0 | 0 | 0 | 0 | 0 | 0 | 0 | 0 | 0 | 0 | 0 | 0 | 0 | 0 | 0 | 0 | 0 | 0 | 0 | 0 | 0 | 0 | 0 | 0 | 0 | 0 | 0 | 0 | 0 | 0 | 0 | 0 | 0 | 0 | 0 | 0 | 0 | 0 | 0 | 0 | 0 | 0 | 0 | 0 | 0 | 0 | 0 | 0 | 0 | 0 | 0 | 0 | 0 | 0 | 0 | 0 | 0 | 0 | 0 | 0 | 0 | 0 | 0 | 0 | 0 | 0 | 0 | 0 | 0 | 0 | 0 | 0 | 0 | 0 | 0 | 0 | 0 | 0 | 0 | 0 | 0 | 0 | 0 | 0 | 0 | 0 | 0 | 0 | 0 | 0 | 0 | 0 | 0 | 0 | 0 | 0 | 0 | 0 | 0 | 0 | 0 | 0 | 0 | 0 | 0 | 0 | 0 | 0 | 0 | 0 | 0 | 0 | 0 | 0 | 0 | 0 | 0 | 0 | 0 | 0 | 0 | 0 | 0 | 0 | 0 | 0 | 0 | 0 | 0 | 0 | 0 | 0 | 0 | 0 | 0 | 0 | 0 | 0 | 0 | 0 | 0 | 0 | 0 | 0 | 0 | 0 | 0 | 0 | 0 | 0 | 0 | 0 | 0 | 0 | 0 | 0 | 0 | 0 | 0 | 0 | 0 | 0 | 0 | 0 | 0 | 0 | 0 | 0 | 0 | 0 | 0 | 0 | 0 | 0 | 0 | 0 | 0 | 0 | 0 | 0 | 0 | 0 | 0 | 0 | 0 | 0 | 0 | 0 | 0 | 0 | 0 | 0 | 0 | 0 | 0 | 0 | 0 | 0 | 0 | 0 | 0 | 0 | 0 | 0 | 0 | 0 | 0 | 0 | 0 | 0 | 0 | 0 | 0 | 0 | 0 | 0 | 0 | 0 | 0 | 0 | 0 | 0 | 0 | 0 | 0 | 0 | 0 | 0 | 0 | 0 | 0 | 0 | 0 | 0 | 0 | 0 | 0 | 0 | 0 | 0 | 0 | 0 | 0 | 0 | 0 | 0 | 0 | 0 | 0 | 0 | 0 | 0 | 0 | 0 | 0 | 0 | 0 | 0 | 0 | 0 | 0 | 0 | 0 | 0 | 0 | 0 | 0 | 0 | 0 | 0 | 0 | 0 | 0 | 0 | 0 | 0 | 0 | 0 | 0 | 0 | 0 | 0 | 0 | 0 | 0 | 0 | 0 | 0 | 0 | 0 | 0 | 0 | 0 | 0 | 0 | 0 | 0 | 0 | 0 | 0 | 0 | 0 | 0 | 0 | 0 | 0 | 0 | 0 | 0 | 0 | 0 | 0 | 0 | 0 | 0 | 0 | 0 | 0 | 0 | 0 | 0 | 0 | 0 | 0 | 0 | 0 | 0 | 0 | 0 | 0 | 0 | 0 | 0 | 0 | 0 | 0 | 0 | 0 | 0 | 0 | 0 | 0 | 0 | 0 | 0 | 0 | 0 | 0 | 0 | 0 | 0 | 0 | 0 | 0 | 0 | 0 | 0 | 0 | 0 | 0 | 0 | 0 | 0 | 0 | 0 | 0 | 0 | 0 | 0 | 0 | 0 | 0 | 0 | 0 | 0 | 0 | 0 | 0 | 0 | 0 | 0 | 0 | 0 | 0 | 0 | 0 | 0 | 0 | 0 | 0 | 0 | 0 | 0 | 0 | 0 | 0 | 0 | 0 | 0 | 0 | 0 | 0 | 0 | 0 | 0 | 0 | 0 | 0 | 0 | 0 | 0 | 0 | 0 | 0 | 0 | 0 | 0 | 0 | 0 | 0 | 0 | 0 | 0 | 0 | 0 | 0 | 0 | 0 | 0 | 0 | 0 | 0 | 0 | 0 | 0 | 0 | 0 | 0 | 0 | 0 | 0 | 0 | 0 | 0 | 0 | 0 | 0 | 0 | 0 | 0 | 0 | 0 | 0 | 0 | 0 | 0 | 0 | 0 | 0 | 0 | 0 | 0 | 0 | 0 | 0 | 0 | 0 | 0 | 0 | 0 | 0 | 0 | 0 | 0 | 0 | 0 | 0 | 0 | 0 | 0 | 0 | 0 | 0 | 0 | 0 | 0 | 0 | 0 | 0 | 0 | 0 | 0 | 0 | 0 | 0 | 0 | 0 | 0 | 0 | 0 | 0 | 0 | 0 | 0 | 0 | 0 | 0 | 0 | 0 | 0 | 0 | 0 | 0 | 0 | 0 | 0 | 0 | 0 | 0 | 0 | 0 | 0 | 0 | 0 | 0 | 0 | 0 | 0 | 0 | 0 | 0 | 0 | 0 | 0 | 0 | 0 | 0 | 0 | 0 | 0 | 0 | 0 | 0 | 0 | 0 | 0 | 0 | 0 | 0 | 0 | 0 | 0 | 0 | 0 | 0 | 0 | 0 | 0 | 0 | 0 | 0 | 0 | 0 | 0 | 0 | 0 | 0 | 0 | 0 | 0 | 0 | 0 | 0 | 0 | 0 | 0 | 0 | 0 | 0 | 0 | 0 | 0 | 0 | 0 | 0 | 0 | 0 | 0 | 0 | 0 | 0 | 0 | 0 | 0 | 0 | 0 | 0 | 0 | 0 | 0 | 0 | 0 | 0 | 0 | 0 | 0 | 0 | 0 | 0 | 0 | 0 | 0 | 0 | 0 | 0 | 0 | 0 | 0 | 0 | 0 | 0 | 0 | 0 | 0 | 0 | 0 | 0 | 0 | 0 | 0 | 0 | 0 | 0 | 0 | 0 | 0 | 0 | 0 | 0 | 0 | 0 | 0 | 0 | 0 | 0 | 0 | 0 | 0 | 0 | 0 | 0 | 0 | 0 | 0 | 0 | 0 | 0 | 0 | 0 | 0 | 0 | 0 | 0 | 0 | 0 | 0 | 0 | 0 | 0 | 0 | 0 | 0 | 0 | 0 | 0 | 0 | 0 | 0 | 0 | 0 | 0 | 0 | 0 | 0 | 0 | 0 | 0 | 0 | 0 | 0 | 0 | 0 | 0 | 0 | 0 | 0 | 0 | 0 | 0 | 0 | 0 | 0 | 0 | 0 | 0 | 0 | 0 | 0 | 0 | 0 | 0 | 0 | 0 | 0 | 0 | 0 | 0 | 0 | 0 | 0 | 0 | 0 | 0 | 0 | 0 | 0 | 0 | 0 | 0 | 0 | 0 | 0 | 0 | 0 | 0 | 0 | 0 | 0 | 0 | 0 | 0 | 0 | 0 | 0 | 0 | 0 | 0 | 0 | 0 | 0 | 0 | 0 | 0 | 0 | 0 | 0 | 0 | 0 | 0 | 0 | 0 | 0 | 0 | 0 | 0 | 0 | 0 | 0 | 0 | 0 | 0 | 0 | 0 | 0 | 0 | 0 | 0 | 0 | 0 | 0 | 0 | 0 | 0 | 0 | 0 | 0 | 0 | 0 | 0 | 0 | 0 | 0 | 0 | 0 | 0 | 0 | 0 | 0 | 0 | 0 | 0 | 0 | 0 | 0 | 0 | 0 | 0 | 0 | 0 | 0 | 0 | 0 | 0 | 0 | 0 | 0 | 0 | 0 | 0 | 0 | 0 | 0 | 0 | 0 | 0 | 0 | 0 | 0 | 0 | 0 | 0 | 0 | 0 | 0 | 0 | 0 | 0 | 0 | 0 | 0 | 0 | 0 | 0 | 0 | 0 | 0 | 0 | 0 | 0 | 0 | 0 | 0 | 0 | 0 | 0 | 0 | 0 | 0 | 0 | 0 | 0 | 0 | 0 | 0 | 0 | 0 | 0 | 0 | 0 | 0 | 0 | 0 | 0 | 0 | 0 | 0 | 0 | 0 | 0 | 0 | 0 | 0 | 0 | 0 | 0 | 0 | 0 | 0 | 0 | 0 | 0 | 0 | 0 | 0 | 0 | 0 | 0 | 0 | 0 | 0 | 0 | 0 | 0 | 0 | 0 | 0 | 0 | 0 | 0 | 0 | 0 | 0 | 0 | 0 | 0 | 0 | 0 | 0 | 0 | 0 | 0 | 0 | 0 | 0 | 0 | 0 | 0 | 0 | 0 | 0 | 0 | 0 | 0 | 0 | 0 | 0 | 0 | 0 | 0 | 0 | 0 | 0 | 0 | 0 | 0 | 0 | 0 | 0 | 0 | 0 | 0 | 0 | 0 | 0 | 0 | 0 | 0 | 0 | 0 | 0 | 0 | 0 | 0 | 0 | 0 | 0 | 0 | 0 | 0 | 0 | 0 | 0 | 0 | 0 | 0 | 0 | 0 | 0 | 0 | 0 | 0 | 0 | 0 | 0 | 0 | 0 | 0 | 0 | 0 | 0 | 0 | 0 | 0 | 0 | 0 | 0 | 0 | 0 | 0 | 0 | 0 | 0 | 0 | 0 | 0 | 0 | 0 | 0 | 0 | 0 | 0 | 0 | 0 | 0 | 0 | 0 | 0 | 0 | 0 | 0 | 0 | 0 | 0 | 0 | 0 | 0 | 0 | 0 | 0 | 0 | 0 | 0 | 0 | 0 | 0 | 0 | 0 | 0 | 0 | 0 | 0 | 0 | 0 | 0 | 0 | 0 | 0 | 0 | 0 | 0 | 0 | 0 | 0 | 0 | 0 | 0 | 0 | 0 | 0 | 0 | 0 | 0 | 0 | 0 | 0 | 0 | 0 | 0 | 0 | 0 | 0 | 0 | 0 | 0 | 0 | 0 | 0 | 0 | 0 | 0 | 0 | 0 | 0 | 0 | 0 | 0 | 0 | 0 | 0 | 0 | 0 | 0 | 0 | 0 | 0 | 0 | 0 | 0 | 0 | 0 | 0 | 0 | 0 | 0 | 0 | 0 | 0 | 0 | 0 | 0 | 0 | 0 | 0 | 0 | 0 | 0 | 0 | 0 | 0 | 0 | 0 | 0 | 0 | 0 | 0 | 0 | 0 | 0 | 0 | 0 | 0 | 0 | 0 | 0 | 0 | 0 | 0 | 0 | 0 | 0 | 0 | 0 | 0 | 0 | 0 | 0 | 0 | 0 | 0 | 0 | 0 | 0 | 0 | 0 | 0 | 0 | 0 | 0 | 0 | 0 | 0 | 0 | 0 | 0 | 0 | 0 | 0 | 0 | 0 | 0 | 0 | 0 | 0 | 0 | 0 | 0 | 0 | 0 | 0 | 0 | 0 | 0 | 0 | 0 | 0 | 0 | 0 | 0 | 0 | 0 | 0 | 0 | 0 | 0 | 0 | 0 | 0 | 0 | 0 | 0 | 0 | 0 | 0 | 0 | 0 | 0 | 0 | 0 | 0 | 0 | 0 | 0 | 0 | 0 | 0 | 0 | 0 | 0 | 0 | 0 | 0 | 0 | 0 | 0 | 0 | 0 | 0 | 0 | 0 | 0 | 0 | 0 | 0 | 0 | 0 | 0 | 0 | 0 | 0 | 0 | 0 | 0 | 0 | 0 | 0 | 0 | 0 | 0 | 0 | 0 | 0 | 0 | 0 | 0 | 0 | 0 | 0 | 0 | 0 | 0 | 0 | 0 | 0 | 0 | 0 | 0 | 0 | 0 | 0 | 0 | 0 | 0 | 0 | 0 | 0 | 0 | 0 | 0 | 0 | 0 | 0 | 0 | 0 | 0 | 0 | 0 | 0 | 0 | 0 | 0 | 0 | 0 | 0 | 0 | 0 | 0 | 0 | 0 | 0 | 0 | 0 | 0 | 0 | 0 | 0 | 0 | 0 | 0 | 0 | 0 | 0 | 0 | 0 | 0 | 0 | 0 | 0 | 0 | 0 | 0 | 0 | 0 | 0 | 0 | 0 | 0 | 0 | 0 | 0 | 0 | 0 | 0 | 0 | 0 | 0 | 0 | 0 | 0 | 0 | 0 | 0 | 0 | 0 | 0 | 0 | 0 | 0 | 0 | 0 | 0 | 0 | 0 | 0 | 0 | 0 | 0 | 0 | 0 | 0 | 0 | 0 | 0 | 0 | 0 | 0 | 0 | 0 | 0 | 0 | 0 | 0 | 0 | 0 | 0 | 0 | 0 | 0 | 0 | 0 | 0 | 0 | 0 | 0 | 0 | 0 | 0 | 0 | 0 | 0 | 0 | 0 | 0 | 0 | 0 | 0 | 0 | 0 | 0 | 0 | 0 | 0 | 0 | 0 | 0 | 0 | 0 | 0 | 0 | 0 | 0 | 0 | 0 | 0 | 0 | 0 | 0 | 0 | 0 | 0 | 0 | 0 | 0 | 0 | 0 | 0 | 0 | 0 | 0 | 0 | 0 | 0 | 0 | 0 | 0 | 0 | 0 | 0 | 0 | 0 | 0 | 0 | 0 | 0 | 0 | 0 | 0 | 0 | 0 | 0 | 0 | 0 | 0 | 0 | 0 | 0 | 0 | 0 | 0 | 0 | 0 | 0 | 0 | 0 | 0 | 0 | 0 | 0 | 0 | 0 | 0 | 0 | 0 | 0 | 0 | 0 | 0 | 0 | 0 | 0 | 0 | 0 | 0 | 0 | 0 | 0 | 0 | 0 | 0 | 0 | 0 | 0 | 0 | 0 | 0 | 0 | 0 | 0 | 0 | 0 | 0 | 0 | 0 | 0 | 0 | 0 | 0 | 0 | 0 | 0 | 0 | 0 | 0 | 0 | 0 | 0 | 0 | 0 | 0 | 0 | 0 | 0 | 0 | 0 | 0 | 0 | 0 | 0 | 0 | 0 | 0 | 0 | 0 | 0 | 0 | 0 | 0 | 0 | 0 | 0 | 0 | 0 | 0 | 0 | 0 | 0 | 0 | 0 | 0 | 0 | 0 | 0 | 0 | 0 | 0 | 0 | 0 | 0 | 0 | 0 | 0 | 0 | 0 | 0 | 0 | 0 | 0 | 0 | 0 | 0 | 0 | 0 | 0 | 0 | 0 | 0 | 0 | 0 | 0 | 0 | 0 | 0 | 0 | 0 | 0 | 0 | 0 | 0 | 0 | 0 | 0 | 0 | 0 | 0 | 0 | 0 | 0 | 0 | 0 | 0 | 0 | 0 | 0 | 0 | 0 | 0 | 0 | 0 | 0 | 0 | 0 | 0 | 0 | 0 | 0 | 0 | 0 | 0 | 0 | 0 | 0 | 0 | 0 | 0 | 0 | 0 | 0 | 0 | 0 | 0 | 0 | 0 | 0 | 0 | 0 | 0 | 0 | 0 | 0 | 0 | 0 | 0 | 0 | 0 | 0 | 0 | 0 | 0 | 0 | 0 | 0 | 0 | 0 | 0 | 0 | 0 | 0 | 0 | 0 | 0 | 0 | 0 | 0 | 0 | 0 | 0 | 0 | 0 | 0 | 0 | 0 | 0 | 0 | 0 | 0 | 0 | 0 | 0 | 0 | 0 | 0 | 0 | 0 | 0 | 0 | 0 | 0 | 0 | 0 | 0 | 0 | 0 | 0 | 0 | 0 | 0 | 0 | 0 | 0 | 0 | 0 | 0 | 0 | 0 | 0 | 0 | 0 | 0 | 0 | 0 | 0 | 0 | 0 | 0 | 0 | 0 | 0 | 0 | 0 | 0 | 0 | 0 | 0 | 0 | 0 | 0 | 0 | 0 | 0 | 0 | 0 | 0 | 0 | 0 | 0 | 0 | 0 | 0 | 0 | 0 | 0 | 0 | 0 | 0 | 0 | 0 | 0 | 0 | 0 | 0 | 0 | 0 | 0 | 0 | 0 | 0 | 0 | 0 | 0 | 0 | 0 | 0 | 0 | 0 | 0 | 0 | 0 | 0 | 0 | 0 | 0 | 0 | 0 | 0 | 0 | 0 | 0 | 0 | 0 | 0 | 0 | 0 | 0 | 0 | 0 | 0 | 0 | 0 | 0 | 0 | 0 | 0 | 0 | 0 | 0 | 0 | 0 | 0 | 0 | 0 | 0 | 0 | 0 | 0 | 0 | 0 | 0 | 0 | 0 | 0 | 0 | 0 | 0 | 0 | 0 | 0 | 0 | 0 | 0 | 0 | 0 | 0 | 0 | 0 | 0 | 0 | 0 | 0 | 0 | 0 | 0 | 0 | 0 | 0 | 0 | 0 | 0 | 0 | 0 | 0 | 0 | 0 | 0 | 0 | 0 | 0 | 0 | 0 | 0 | 0 | 0 | 0 | 0 | 0 | 0 | 0 | 0 | 0 | 0 | 0 | 0 | 0 | 0 | 0 | 0 | 0 | 0 | 0 | 0 | 0 | 0 | 0 | 0 | 0 | 0 | 0 | 0 | 0 | 0 | 0 | 0 | 0 | 0 | 0 | 0 | 0 | 0 | 0 | 0 | 0 | 0 | 0 | 0 | 0 | 0 | 0 | 0 | 0 | 0 | 0 | 0 | 0 | 0 | 0 | 0 | 0 | 0 | 0 | 0 | 0 | 0 | 0 | 0 | 0 | 0 | 0 | 0 | 0 | 0 | 0 | 0 | 0 | 0 | 0 | 0 | 0 | 0 | 0 | 0 | 0 | 0 | 0 | 0 | 0 | 0 | 0 | 0 | 0 | 0 | 0 | 0 | 0 | 0 | 0 | 0 | 0 | 0 | 0 | 0 | 0 | 0 | 0 | 0 | 0 | 0 | 0 | 0 | 0 | 0 | 0 | 0 | 0 | 0 | 0 | 0 | 0 | 0 | 0 | 0 | 0 | 0 | 0 | 0 | 0 | 0 | 0 | 0 | 0 | 0 | 0 | 0 | 0 | 0 | 0 | 0 | 0 | 0 | 0 | 0 | 0 | 0 | 0 | 0 | 0 | 0 | 0 | 0 | 0 | 0 | 0 | 0 | 0 | 0 | 0 | 0 | 0 | 0 | 0 | 0 | 0 | 0 | 0 | 0 | 0 | 0 | 0 | 0 | 0 | 0 | 0 | 0 | 0 | 0 | 0 | 0 | 0 | 0 | 0 | 0 | 0 | 0 | 0 | 0 | 0 | 0 | 0 | 0 | 0 | 0 | 0 | 0 | 0 | 0 | 0 | 0 | 0 | 0 | 0 | 0 | 0 | 0 | 0 | 0 | 0 | 0 | 0 | 0 | 0 | 0 | 0 | 0 | 0 | 0 | 0 | 0 | 0 | 0 | 0 | 0 | 0 | 0 | 0 | 0 | 0 | 0 | 0 | 0 | 0 | 0 | 0 | 0 | 0 | 0 | 0 | 0 | 0 | 0 | 0 | 0 | 0 | 0 | 0 | 0 | 0 | 0 | 0 | 0 | 0 | 0 | 0 | 0 | 0 | 0 | 0 | 0 | 0 | 0 | 0 | 0 | 0 | 0 | 0 | 0 | 0 | 0 | 0 | 0 | 0 | 0 | 0 | 0 | 0 | 0 | 0 | 0 | 0 | 0 | 0 | 0 | 0 | 0 | 0 | 0 | 0 | 0 | 0 | 0 | 0 | 0 | 0 | 0 | 0 | 0 | 0 | 0 | 0 | 0 | 0 | 0 | 0 | 0 | 0 | 0 | 0 | 0 | 0 | 0 | 0 | 0 | 0 | 0 | 0 | 0 | 0 | 0 | 0 | 0 | 0 | 0 | 0 | 0 | 0 | 0 | 0 | 0 | 0 | 0 | 0 | 0 | 0 | 0 | 0 | 0 | 0 | 0 | 0 | 0 | 0 | 0 | 0 | 0 | 0 | 0 | 0 | 0 | 0 | 0 | 0 | 0 | 0 | 0 | 0 | 0 | 0 | 0 | 0 | 0 | 0 | 0 | 0 | 0 | 0 | 0 | 0 | 0 | 0 | 0 | 0 | 0 | 0 | 0 | 0 | 0 | 0 | 0 | 0 | 0 | 0 | 0 | 0 | 0 | 0 | 0 | 0 | 0 | 0 | 0 | 0 | 0 | 0 | 0 | 0 | 0 | 0 | 0 | 0 | 0 | 0 | 0 | 0 | 0 | 0 | 0 | 0 | 0 | 0 | 0 | 0 | 0 | 0 | 0 | 0 | 0 | 0 | 0 | 0 | 0 | 0 | 0 | 0 | 0 | 0 | 0 | 0 | 0 | 0 | 0 | 0 | 0 | 0 | 0 | 0 | 0 | 0 | 0 | 0 | 0 | 0 | 0 | 0 | 0 | 0 | 0 | 0 | 0 | 0 | 0 | 0 | 0 | 0 | 0 | 0 | 0 | 0 | 0 | 0 | 0 | 0 | 0 | 0 | 0 | 0 | 0 | 0 | 0 | 0 | 0 | 0 | 0 | 0 | 0 | 0 | 0 | 0 | 0 | 0 | 0 | 0 | 0 | 0 | 0 | 0 | 0 | 0 | 0 | 0 | 0 | 0 | 0 | 0 | 0 | 0 | 0 | 0 | 0 | 0 | 0 | 0 | 0 | 0 | 0 | 0 | 0 | 0 | 0 | 0 | 0 | 0 | 0 | 0 | 0 | 0 | 0 | 0 | 0 | 0 | 0 | 0 | 0 | 0 | 0 | 0 | 0 | 0 | 0 | 0 | 0 | 0 | 0 | 0 | 0 | 0 | 0 | 0 | 0 | 0 | 0 | 0 | 0 | 0 | 0 | 0 | 0 | 0 | 0 | 0 | 0 | 0 | 0 | 0 | 0 | 0 | 0 | 0 | 0 | 0 | 0 | 0 | 0 | 0 | 0 | 0 | 0 | 0 | 0 | 0 | 0 | 0 | 0 | 0 | 0 | 0 | 0 | 0 | 0 | 0 | 0 | 0 | 0 | 0 | 0 | 0 | 0 | 0 | 0 | 0 | 0 | 0 | 0 | 0 | 0 | 0 | 0 | 0 | 0 | 0 | 0 | 0 | 0 | 0 | 0 | 0 | 0 | 0 | 0 | 0 | 0 | 0 | 0 | 0 | 0 | 0 | 0 | 0 | 0 | 0 | 0 | 0 | 0 | 0 | 0 | 0 | 0 | 0 | 0 | 0 | 0 | 0 | 0 | 0 | 0 | 0 | 0 | 0 | 0 | 0 | 0 | 0 | 0 | 0 | 0 | 0 | 0 | 0 | 0 | 0 | 0 | 0 | 0 | 0 | 0 | 0 | 0 | 0 | 0 | 0 | 0 | 0 | 0 | 0 | 0 | 0 | 0 | 0 | 0 | 0 | 0 | 0 | 0 | 0 | 0 | 0 | 0 | 0 | 0 | 0 | 0 | 0 | 0 | 0 | 0 | 0 | 0 | 0 | 0 | 0 | 0 | 0 | 0 | 0 | 0 | 0 | 0 | 0 | 0 | 0 | 0 | 0 | 0 | 0 | 0 | 0 | 0 | 0 | 0 | 0 | 0 | 0 | 0 | 0 | 0 | 0 | 0 | 0 | 0 | 0 | 0 | 0 | 0 | 0 | 0 | 0 | 0 | 0 | 0 | 0 | 0 | 0 | 0 | 0 | 0 | 0 | 0 | 0 | 0 | 0 | 0 | 0 | 0 | 0 | 0 | 0 | 0 | 0 | 0 | 0 | 0 | 0 | 0 | 0 | 0 | 0 | 0 | 0 | 0 | 0 | 0 | 0 | 0 | 0 | 0 | 0 | 0 | 0 | 0 | 0 | 0 | 0 | 0 | 0 | 0 | 0 | 0 | 0 | 0 | 0 | 0 | 0 | 0 | 0 | 0 | 0 | 0 | 0 | 0 | 0 | 0 | 0 | 0 | 0 | 0 | 0 | 0 | 0 | 0 | 0 | 0 | 0 | 0 | 0 | 0 | 0 | 0 | 0 | 0 | 0 | 0 | 0 | 0 | 0 | 0 | 0 | 0 | 0 | 0 | 0 | 0 | 0 | 0 | 0 | 0 | 0 | 0 | 0 | 0 | 0 | 0 | 0 | 0 | 0 | 0 | 0 | 0 | 0 | 0 | 0 | 0 | 0 | 0 | 0 | 0 | 0 | 0 | 0 | 0 | 0 | 0 | 0 | 0 | 0 | 0 | 0 | 0 | 0 | 0 | 0 | 0 | 0 | 0 | 0 | 0 | 0 | 0 | 0 | 0 | 0 | 0 | 0 | 0 | 0 | 0 | 0 | 0 | 0 | 0 | 0 | 0 | 0 | 0 | 0 | 0 | 0 | 0 | 0 | 0 | 0 | 0 | 0 | 0 | 0 | 0 | 0 | 0 | 0 | 0 | 0 | 0 | 0 | 0 | 0 | 0 | 0 | 0 | 0 | 0 | 0 | 0 | 0 | 0 | 0 | 0 | 0 | 0 | 0 | 0 | 0 | 0 | 0 | 0 | 0 | 0 | 0 | 0 | 0 | 0 | 0 | 0 | 0 | 0 | 0 | 0 | 0 | 0 | 0 | 0 | 0 | 0 | 0 | 0 | 0 | 0 | 0 | 0 | 0 | 0 | 0 | 0 | 0 | 0 | 0 | 0 | 0 | 0 | 0 | 0 | 0 | 0 | 0 | 0 | 0 | 0 | 0 | 0 | 0 | 0 | 0 | 0 | 0 | 0 | 0 | 0 | 0 | 0 | 0 | 0 | 0 | 0 | 0 | 0 | 0 | 0 | 0 | 0 | 0 | 0 | 0 | 0 | 0 | 0 | 0 | 0 | 0 | 0 | 0 | 0 | 0 | 0 | 0 | 0 | 0 | 0 | 0 | 0 | 0 | 0 | 0 | 0 | 0 | 0 | 0 | 0 | 0 | 0 | 0 | 0 | 0 | 0 | 0 | 0 | 0 | 0 | 0 | 0 | 0 | 0 | 0 | 0 | 0 | 0 | 0 | 0 | 0 | 0 | 0 | 0 | 0 | 0 | 0 | 0 | 0 | 0 | 0 | 0 | 0 | 0 | 0 | 0 | 0 | 0 | 0 | 0 | 0 | 0 | 0 | 0 | 0 | 0 | 0 | 0 | 0 | 0 | 0 | 0 | 0 | 0 | 0 | 0 | 0 | 0 | 0 | 0 | 0 | 0 | 0 | 0 | 0 | 0 | 0 | 0 | 0 | 0 | 0 | 0 | 0 | 0 | 0 | 0 | 0 | 0 | 0 | 0 | 0 | 0 | 0 | 0 | 0 | 0 | 0 | 0 | 0 | 0 | 0 | 0 | 0 | 0 | 0 | 0 | 0 | 0 | 0 | 0 | 0 | 0 | 0 | 0 | 0 | 0 | 0 | 0 | 0 | 0 | 0 | 0 | 0 | 0 | 0 | 0 | 0 | 0 | 0 | 0 | 0 | 0 | 0 | 0 | 0 | 0 | 0 | 0 | 0 | 0 | 0 | 0 | 0 | 0 | 0 | 0 | 0 | 0 | 0 | 0 | 0 | 0 | 0 | 0 | 0 | 0 | 0 | 0 | 0 | 0 | 0 | 0 | 0 | 0 | 0 | 0 | 0 | 0 | 0 | 0 | 0 | 0 | 0 | 0 | 0 | 0 | 0 | 0 | 0 | 0 | 0 | 0 | 0 | 0 | 0 | 0 | 0 | 0 | 0 | 0 | 0 | 0 | 0 | 0 | 0 | 0 | 0 | 0 | 0 | 0 | 0 | 0 | 0 | 0 | 0 | 0 | 0 | 0 | 0 | 0 | 0 | 0 | 0 | 0 | 0 | 0 | 0 | 0 | 0 | 0 | 0 | 0 | 0 | 0 | 0 | 0 | 0 | 0 | 0 | 0 | 0 | 0 | 0 | 0 | 0 | 0 | 0 | 0 | 0 | 0 | 0 | 0 | 0 | 0 | 0 | 0 | 0 | 0 | 0 | 0 | 0 | 0 | 0 | 0 | 0 | 0 | 0 | 0 | 0 | 0 | 0 | 0 | 0 | 0 | 0 | 0 | 0 | 0 | 0 | 0 | 0 | 0 | 0 | 0 | 0 | 0 | 0 | 0 | 0 | 0 | 0 | 0 | 0 | 0 | 0 | 0 | 0 | 0 | 0 | 0 | 0 | 0 | 0 | 0 | 0 | 0 | 0 | 0 | 0 | 0 | 0 | 0 | 0 | 0 | 0 | 0 | 0 | 0 | 0 | 0 | 0 | 0 | 0 | 0 | 0 | 0 | 0 | 0 | 0 | 0 | 0 | 0 | 0 | 0 | 0 | 0 | 0 | 0 | 0 | 0 | 0 | 0 | 0 | 0 | 0 | 0 | 0 | 0 | 0 | 0 | 0 | 0 | 0 | 0 | 0 | 0 | 0 | 0 | 0 | 0 | 0 | 0 | 0 | 0 | 0 | 0 | 0 | 0 | 0 | 0 | 0 | 0 | 0 | 0 | 0 | 0 | 0 | 0 | 0 | 0 | 0 | 0 | 0 | 0 | 0 | 0 | 0 | 0 | 0 | 0 | 0 | 0 | 0 | 0 | 0 | 0 | 0 | 0 | 0 | 0 | 0 | 0 | 0 | 0 | 0 | 0 | 0 | 0 | 0 | 0 | 0 | 0 | 0 | 0 | 0 | 0 | 0 | 0 | 0 | 0 | 0 | 0 | 0 | 0 | 0 | 0 | 0 | 0 | 0 | 0 | 0 | 0 | 0 | 0 | 0 | 0 | 0 | 0 | 0 | 0 | 0 | 0 | 0 | 0 | 0 | 0 | 0 | 0 | 0 | 0 | 0 | 0 | 0 | 0 | 0 | 0 | 0 | 0 | 0 | 0 | 0 | 0 | 0 | 0 | 0 | 0 | 0 | 0 | 0 | 0 | 0 | 0 | 0 | 0 | 0 | 0 | 0 | 0 | 0 | 0 | 0 | 0 | 0 | 0 | 0 | 0 | 0 | 0 | 0 | 0 | 0 | 0 | 0 | 0 | 0 | 0 | 0 | 0 | 0 | 0 | 0 | 0 | 0 | 0 | 0 | 0 | 0 | 0 | 0 | 0 | 0 | 0 | 0 | 0 | 0 | 0 | 0 | 0 | 0 | 0 | 0 | 0 | 0 | 0 | 0 | 0 | 0 | 0 | 0 | 0 | 0 | 0 | 0 | 0 | 0 | 0 | 0 | 0 | 0 | 0 | 0 | 0 | 0 | 0 | 0 | 0 | 0 | 0 | 0 | 0 | 0 | 0 | 0 | 0 | 0 | 0 | 0 | 0 | 0 | 0 | 0 | 0 | 0 | 0 | 0 | 0 | 0 | 0 | 0 | 0 | 0 | 0 | 0 | 0 | 0 | 0 | 0 | 0 | 0 | 0 | 0 | 0 | 0 | 0 | 0 | 0 | 0 | 0 | 0 | 0 | 0 | 0 | 0 | 0 | 0 | 0 | 0 | 0 | 0 | 0 | 0 | 0 | 0 | 0 | 0 | 0 | 0 | 0 | 0 | 0 | 0 | 0 | 0 | 0 | 0 | 0 | 0 | 0 | 0 | 0 | 0 | 0 | 0 | 0 | 0 | 0 | 0 | 0 | 0 | 0 | 0 | 0 | 0 | 0 | 0 | 0 | 0 | 0 | 0 | 0 | 0 | 0 | 0 | 0 | 0 | 0 | 0 | 0 | 0 | 0 | 0 | 0 | 0 | 0 | 0 | 0 | 0 | 0 | 0 | 0 | 0 | 0 | 0 | 0 | 0 | 0 | 0 | 0 | 0 | 0 | 0 | 0 | 0 | 0 | 0 | 0 | 0 | 0 | 0 | 0 | 0 | 0 | 0 | 0 | 0 | 0 | 0 | 0 | 0 | 0 | 0 | 0 | 0 | 0 | 0 | 0 | 0 | 0 | 0 | 0 | 0 | 0 | 0 | 0 | 0 | 0 | 0 | 0 | 0 | 0 | 0 | 0 | 0 | 0 | 0 | 0 | 0 | 0 | 0 | 0 | 0 | 0 | 0 | 0 | 0 | 0 | 0 | 0 | 0 | 0 | 0 | 0 | 0 | 0 | 0 | 0 | 0 | 0 | 0 | 0 | 0 | 0 | 0 | 0 | 0 | 0 | 0 | 0 | 0 | 0 | 0 | 0 | 0 | 0 | 0 | 0 | 0 | 0 | 0 | 0 | 0 | 0 | 0 | 0 | 0 | 0 | 0 | 0 | 0 | 0 | 0 | 0 | 0 | 0 | 0 | 0 | 0 | 0 | 0 | 0 | 0 | 0 | 0 | 0 | 0 | 0 | 0 | 0 | 0 | 0 | 0 | 0 | 0 | 0 | 0 | 0 | 0 | 0 | 0 | 0 | 0 | 0 | 0 | 0 | 0 | 0 | 0 | 0 | 0 | 0 | 0 | 0 | 0 | 0 | 0 | 0 | 0 | 0 | 0 | 0 | 0 | 0 | 0 | 0 | 0 | 0 | 0 | 0 | 0 | 0 | 0 | 0 | 0 | 0 | 0 | 0 | 0 | 0 | 0 | 0 | 0 | 0 | 0 | 0 | 0 | 0 | 0 | 0 | 0 | 0 | 0 | 0 | 0 | 0 | 0 | 0 | 0 | 0 | 0 | 0 | 0 | 0 | 0 | 0 | 0 | 0 | 0 | 0 | 0 | 0 | 0 | 0 | 0 | 0 | 0 | 0 | 0 | 0 | 0 | 0 | 0 | 0 | 0 | 0 | 0 | 0 | 0 | 0 | 0 | 0 | 0 | 0 | 0 | 0 | 0 | 0 | 0 | 0 | 0 | 0 | 0 | 0 | 0 | 0 | 0 | 0 | 0 | 0 | 0 | 0 | 0 | 0 | 0 | 0 | 0 | 0 | 0 | 0 | 0 | 0 | 0 | 0 | 0 | 0 | 0 | 0 | 0 | 0 | 0 | 0 | 0 | 0 | 0 | 0 | 0 | 0 | 0 | 0 | 0 | 0 | 0 | 0 | 0 | 0 | 0 | 0 | 0 | 0 | 0 | 0 | 0 | 0 | 0 | 0 | 0 | 0 | 0 | 0 | 0 | 0 | 0 | 0 | 0 | 0 | 0 | 0 | 0 | 0 | 0 | 0 | 0 | 0 | 0 | 0 | 0 | 0 | 0 | 0 | 0 | 0 | 0 | 0 | 0 | 0 | 0 | 0 | 0 | 0 | 0 | 0 | 0 | 0 | 0 | 0 | 0 | 0 | 0 | 0 | 0 | 0 | 0 | 0 | 0 | 0 | 0 | 0 | 0 | 0 | 0 | 0 | 0 | 0 | 0 | 0 | 0 | 0 | 0 | 0 | 0 | 0 | 0 | 0 | 0 | 0 | 0 | 0 | 0 | 0 | 0 | 0 | 0 | 0 | 0 | 0 | 0 | 0 | 0 | 0 | 0 | 0 | 0 | 0 | 0 | 0 | 0 | 0 | 0 | 0 | 0 | 0 | 0 | 0 | 0 | 0 | 0 | 0 | 0 | 0 | 0 | 0 | 0 | 0 | 0 | 0 | 0 | 0 | 0 | 0 | 0 | 0 | 0 | 0 | 0 | 0 | 0 | 0 | 0 | 0 | 0 | 0 | 0 | 0 | 0 | 0 | 0 | 0 | 0 | 0 | 0 | 0 | 0 | 0 | 0 | 0 | 0 | 0 | 0 | 0 | 0 | 0 | 0 | 0 | 0 | 0 | 0 | 0 | 0 | 0 | 0 | 0 | 0 | 0 | 0 | 0 | 0 | 0 | 0 | 0 | 0 | 0 | 0 | 0 | 0 | 0 | 0 | 0 | 0 | 0 | 0 | 0 | 0 | 0 | 0 | 0 | 0 | 0 | 0 | 0 | 0 | 0 | 0 | 0 | 0 | 0 | 0 | 0 | 0 | 0 | 0 | 0 | 0 | 0 | 0 | 0 | 0 | 0 | 0 | 0 | 0 | 0 | 0 | 0 | 0 | 0 | 0 | 0 | 0 | 0 | 0 | 0 | 0 | 0 | 0 | 0 | 0 | 0 | 0 | 0 | 0 | 0 | 0 | 0 | 0 | 0 | 0 | 0 | 0 | 0 | 0 | 0 | 0 | 0 | 0 | 0 | 0 | 0 | 0 | 0 | 0 | 0 | 0 | 0 | 0 | 0 | 0 | 0 | 0 | 0 | 0 | 0 | 0 | 0 | 0 | 0 | 0 | 0 | 0 | 0 | 0 | 0 | 0 | 0 | 0 | 0 | 0 | 0 | 0 | 0 | 0 | 0 | 0 | 0 | 0 | 0 | 0 | 0 | 0 | 0 | 0 | 0 | 0 | 0 | 0 | 0 | 0 | 0 | 0 | 0 | 0 | 0 | 0 | 0 | 0 | 0 | 0 | 0 | 0 | 0 | 0 | 0 | 0 | 0 | 0 | 0 | 0 | 0 | 0 | 0 | 0 | 0 | 0 | 0 | 0 | 0 | 0 | 0 | 0 | 0 | 0 | 0 | 0 | 0 | 0 | 0 | 0 | 0 | 0 | 0 | 0 | 0 | 0 | 0 | 0 | 0 | 0 | 0 | 0 | 0 | 0 | 0 | 0 | 0 | 0 | 0 | 0 | 0 | 0 | 0 | 0 | 0 | 0 | 0 | 0 | 0 | 0 | 0 | 0 | 0 | 0 | 0 | 0 | 0 | 0 | 0 | 0 | 0 | 0 | 0 | 0 | 0 | 0 | 0 | 0 | 0 | 0 | 0 | 0 | 0 | 0 | 0 | 0 | 0 | 0 | 0 | 0 | 0 | 0 | 0 | 0 | 0 | 0 | 0 | 0 | 0 | 0 | 0 | 0 | 0 | 0 | 0 | 0 | 0 | 0 | 0 | 0 | 0 | 0 | 0 | 0 | 0 | 0 | 0 | 0 | 0 | 0 | 0 | 0 | 0 | 0 | 0 | 0 | 0 | 0 | 0 | 0 | 0 | 0 | 0 | 0 | 0 | 0 | 0 | 0 | 0 | 0 | 0 | 0 | 0 | 0 | 0 | 0 | 0 | 0 | 0 | 0 | 0 | 0 | 0 | 0 | 0 | 0 | 0 | 0 | 0 | 0 | 0 | 0 | 0 | 0 | 0 | 0 | 0 | 0 | 0 | 0 | 0 | 0 | 0 | 0 | 0 | 0 | 0 | 0 | 0 | 0 | 0 | 0 | 0 | 0 | 0 | 0 | 0 | 0 | 0 | 0 | 0 | 0 | 0 | 0 | 0 | 0 | 0 | 0 | 0 | 0 | 0 | 0 | 0 | 0 | 0 | 0 | 0 | 0 | 0 | 0 | 0 | 0 | 0 | 0 | 0 | 0 | 0 | 0 | 0 | 0 | 0 | 0 | 0 | 0 | 0 | 0 | 0 | 0 | 0 | 0 | 0 | 0 | 0 | 0 | 0 | 0 | 0 | 0 | 0 | 0 | 0 | 0 | 0 | 0 | 0 | 0 | 0 | 0 | 0 | 0 | 0 | 0 | 0 | 0 | 0 | 0 | 0 | 0 | 0 | 0 | 0 | 0 | 0 | 0 | 0 | 0 | 0 | 0 | 0 | 0 | 0 | 0 | 0 | 0 | 0 | 0 | 0 | 0 | 0 | 0 | 0 | 0 | 0 | 0 | 0 | 0 | 0 | 0 | 0 | 0 | 0 | 0 | 0 | 0 | 0 | 0 | 0 | 0 | 0 | 0 | 0 | 0 | 0 | 0 | 0 | 0 | 0 | 0 | 0 | 0 | 0 | 0 | 0 | 0 | 0 | 0 | 0 | 0 | 0 | 0 | 0 | 0 | 0 | 0 | 0 | 0 | 0 | 0 | 0 | 0 | 0 | 0 | 0 | 0 | 0 | 0 | 0 | 0 | 0 | 0 | 0 | 0 | 0 | 0 | 0 | 0 | 0 | 0 | 0 | 0 | 0 | 0 | 0 | 0 | 0 | 0 | 0 | 0 | 0 | 0 | 0 | 0 | 0 | 0 | 0 | 0 | 0 | 0 | 0 | 0 | 0 | 0 | 0 | 0 | 0 | 0 | 0 | 0 | 0 | 0 | 0 | 0 | 0 | 0 | 0 | 0 | 0 | 0 | 0 | 0 | 0 | 0 | 0 | 0 | 0 | 0 | 0 | 0 | 0 | 0 | 0 | 0 | 0 | 0 | 0 | 0 | 0 | 0 | 0 | 0 | 0 | 0 | 0 | 0 | 0 | 0 | 0 | 0 | 0 | 0 | 0 | 0 | 0 | 0 | 0 | 0 | 0 | 0 | 0 | 0 | 0 | 0 | 0 | 0 | 0 | 0 | 0 | 0 | 0 | 0 | 0 | 0 | 0 | 0 | 0 | 0 | 0 | 0 | 0 | 0 | 0 | 0 | 0 | 0 | 0 | 0 | 0 | 0 | 0 | 0 | 0 | 0 | 0 | 0 | 0 | 0 | 0 | 0 | 0 | 0 | 0 | 0 | 0 | 0 | 0 | 0 | 0 | 0 | 0 | 0 | 0 | 0 | 0 | 0 | 0 | 0 | 0 | 0 | 0 | 0 | 0 | 0 | 0 | 0 | 0 | 0 | 0 | 0 | 0 | 0 | 0 | 0 | 0 | 0 | 0 | 0 | 0 | 0 | 0 | 0 | 0 | 0 | 0 | 0 | 0 | 0 | 0 | 0 | 0 | 0 | 0 | 0 | 0 | 0 | 0 | 0 | 0 | 0 | 0 | 0 | 0 | 0 | 0 | 0 | 0 | 0 | 0 | 0 | 0 | 0 | 0 | 0 | 0 | 0 | 0 | 0 | 0 | 0 | 0 | 0 | 0 | 0 | 0 | 0 | 0 | 0 | 0 | 0 | 0 | 0 | 0 | 0 | 0 | 0 | 0 | 0 | 0 | 0 | 0 | 0 | 0 | 0 | 0 | 0 | 0 | 0 | 0 | 0 | 0 | 0 | 0 | 0 | 0 | 0 | 0 | 0 | 0 | 0 | 0 | 0 | 0 | 0 | 0 | 0 | 0 | 0 | 0 | 0 | 0 | 0 | 0 | 0 | 0 | 0 | 0 | 0 | 0 | 0 | 0 | 0 | 0 | 0 | 0 | 0 | 0 | 0 | 0 | 0 | 0 | 0 | 0 | 0 | 0 | 0 | 0 | 0 | 0 | 0 | 0 | 0 | 0 | 0 | 0 | 0 | 0 | 0 | 0 | 0 | 0 | 0 | 0 | 0 | 0 | 0 | 0 | 0 | 0 | 0 | 0 | 0 | 0 | 0 | 0 | 0 | 0 | 0 | 0 | 0 | 0 | 0 | 0 | 0 | 0 | 0 | 0 | 0 | 0 | 0 | 0 | 0 | 0 | 0 | 0 | 0 | 0 | 0 | 0 | 0 | 0 | 0 | 0 | 0 | 0 | 0 | 0 | 0 | 0 | 0 | 0 | 0 | 0 | 0 | 0 | 0 | 0 | 0 | 0 | 0 | 0 | 0 | 0 | 0 | 0 | 0 | 0 | 0 | 0 | 0 | 0 | 0 | 0 | 0 | 0 | 0 | 0 | 0 | 0 | 0 | 0 | 0 | 0 | 0 | 0 | 0 | 0 | 0 | 0 | 0 | 0 | 0 | 0 | 0 | 0 | 0 | 0 | 0 | 0 | 0 | 0 | 0 | 0 | 0 | 0 | 0 | 0 | 0 | 0 | 0 | 0 | 0 | 0 | 0 | 0 | 0 | 0 | 0 | 0 | 0 | 0 | 0 | 0 | 0 | 0 | 0 | 0 | 0 | 0 | 0 | 0 | 0 | 0 | 0 | 0 | 0 | 0 | 0 | 0 | 0 | 0 | 0 | 0 | 0 | 0 | 0 | 0 | 0 | 0 | 0 | 0 | 0 | 0 | 0 | 0 | 0 | 0 | 0 | 0 | 0 | 0 | 0 | 0 | 0 | 0 | 0 | 0 | 0 | 0 | 0 | 0 | 0 | 0 | 0 | 0 | 0 | 0 | 0 | 0 | 0 | 0 | 0 | 0 | 0 | 0 | 0 | 0 | 0 | 0 | 0 | 0 | 0 | 0 | 0 | 0 | 0 | 0 | 0 | 0 | 0 | 0 | 0 | 0 | 0 | 0 | 0 | 0 | 0 | 0 | 0 | 0 | 0 | 0 | 0 | 0 | 0 | 0 | 0 | 0 | 0 | 0 | 0 | 0 | 0 | 0 | 0 | 0 | 0 | 0 | 0 | 0 | 0 | 0 | 0 | 0 | 0 | 0 | 0 | 0 | 0 | 0 | 0 | 0 | 0 | 0 | 0 | 0 | 0 | 0 | 0 | 0 | 0 | 0 | 0 | 0 | 0 | 0 | 0 | 0 | 0 | 0 | 0 | 0 | 0 | 0 | 0 | 0 | 0 | 0 | 0 | 0 | 0 | 0 | 0 | 0 | 0 | 0 | 0 | 0 | 0 | 0 | 0 | 0 | 0 | 0 | 0 | 0 | 0 | 0 | 0 | 0 | 0 | 0 | 0 | 0 | 0 | 0 | 0 | 0 | 0 | 0 | 0 | 0 | 0 | 0 | 0 | 0 | 0 | 0 | 0 | 0 | 0 | 0 | 0 | 0 | 0 | 0 | 0 | 0 | 0 | 0 | 0 | 0 | 0 | 0 | 0 | 0 | 0 | 0 | 0 | 0 | 0 | 0 | 0 | 0 | 0 | 0 | 0 | 0 | 0 | 0 | 0 | 0 | 0 | 0 | 0 | 0 | 0 | 0 | 0 | 0 | 0 | 0 | 0 | 0 | 0 | 0 | 0 | 0 | 0 | 0 | 0 | 0 | 0 | 0 | 0 | 0 | 0 | 0 | 0 | 0 | 0 | 0 | 0 | 0 | 0 | 0 | 0 | 0 | 0 | 0 | 0 | 0 | 0 | 0 | 0 | 0 | 0 | 0 | 0 | 0 | 0 | 0 | 0 | 0 | 0 | 0 | 0 | 0 | 0 | 0 | 0 | 0 | 0 | 0 | 0 | 0 | 0 | 0 | 0 | 0 | 0 | 0 | 0 | 0 | 0 | 0 | 0 | 0 | 0 | 0 | 0 | 0 | 0 | 0 | 0 | 0 | 0 | 0 | 0 | 0 | 0 | 0 | 0 | 0 | 0 | 0 | 0 | 0 | 0 | 0 | 0 | 0 | 0 | 0 | 0 | 0 | 0 | 0 | 0 | 0 | 0 | 0 | 0 | 0 | 0 | 0 | 0 | 0 | 0 | 0 | 0 | 0 | 0 | 0 | 0 | 0 | 0 | 0 | 0 | 0 | 0 | 0 | 0 | 0 | 0 | 0 | 0 | 0 | 0 | 0 | 0 | 0 | 0 | 0 | 0 | 0 | 0 | 0 | 0 | 0 | 0 | 0 | 0 | 0 | 0 | 0 | 0 | 0 | 0 | 0 | 0 | 0 | 0 | 0 | 0 | 0 | 0 | 0 | 0 | 0 | 0 | 0 | 0 | 0 | 0 | 0 | 0 | 0 | 0 | 0 | 0 | 0 | 0 | 0 | 0 | 0 | 0 | 0 | 0 | 0 | 0 | 0 | 0 | 0 | 0 | 0 | 0 | 0 | 0 | 0 | 0 | 0 | 0 | 0 | 0 | 0 | 0 | 0 | 0 | 0 | 0 | 0 | 0 | 0 | 0 | 0 | 0 | 0 | 0 | 0 | 0 | 0 | 0 | 0 | 0 | 0 | 0 | 0 | 0 | 0 | 0 | 0 | 0 | 0 | 0 | 0 | 0 | 0 | 0 | 0 | 0 | 0 | 0 | 0 | 0 | 0 | 0 | 0 | 0 | 0 | 0 | 0 | 0 | 0 | 0 | 0 | 0 | 0 | 0 | 0 | 0 | 0 | 0 | 0 | 0 | 0 | 0 | 0 | 0 | 0 | 0 | 0 | 0 | 0 | 0 | 0 | 0 | 0 | 0 | 0 | 0 | 0 | 0 | 0 | 0 | 0 | 0 | 0 | 0 | 0 | 0 | 0 | 0 | 0 | 0 | 0 | 0 | 0 | 0 | 0 | 0 | 0 | 0 | 0 | 0 | 0 | 0 | 0 | 0 | 0 | 0 | 0 | 0 | 0 | 0 | 0 | 0 | 0 | 0 | 0 | 0 | 0 | 0 | 0 | 0 | 0 | 0 | 0 | 0 | 0 | 0 | 0 | 0 | 0 | 0 | 0 | 0 | 0 | 0 | 0 | 0 | 0 | 0 | 0 | 0 | 0 | 0 | 0 | 0 | 0 | 0 | 0 | 0 | 0 | 0 | 0 | 0 | 0 | 0 | 0 | 0 | 0 | 0 | 0 | 0 | 0 | 0 | 0 | 0 | 0 | 0 | 0 | 0 | 0 | 0 | 0 | 0 | 0 | 0 | 0 | 0 | 0 | 0 | 0 | 0 | 0 | 0 | 0 | 0 | 0 | 0 | 0 | 0 | 0 | 0 | 0 | 0 | 0 | 0 | 0 | 0 | 0 | 0 | 0 | 0 | 0 | 0 | 0 | 0 | 0 | 0 | 0 | 0 | 0 | 0 | 0 | 0 | 0 | 0 | 0 | 0 | 0 | 0 | 0 | 0 | 0 | 0 | 0 | 0 | 0 | 0 | 0 | 0 | 0 | 0 | 0 | 0 | 0 | 0 | 0 | 0 | 0 | 0 | 0 | 0 | 0 | 0 | 0 | 0 | 0 | 0 | 0 | 0 | 0 | 0 | 0 | 0 | 0 | 0 | 0 | 0 | 0 | 0 | 0 | 0 | 0 | 0 | 0 | 0 | 0 | 0 | 0 | 0 | 0 | 0 | 0 | 0 | 0 | 0 | 0 | 0 | 0 | 0 | 0 | 0 | 0 | 0 | 0 | 0 | 0 | 0 | 0 | 0 | 0 | 0 | 0 | 0 | 0 | 0 | 0 | 0 | 0 | 0 | 0 | 0 | 0 | 0 | 0 | 0 | 0 | 0 | 0 | 0 | 0 | 0 | 0 | 0 | 0 | 0 | 0 | 0 | 0 | 0 | 0 | 0 | 0 | 0 | 0 | 0 | 0 | 0 | 0 | 0 | 0 | 0 | 0 | 0 | 0 | 0 | 0 | 0 | 0 | 0 | 0 | 0 | 0 | 0 | 0 | 0 | 0 | 0 | 0 | 0 | 0 | 0 | 0 | 0 | 0 | 0 | 0 | 0 | 0 | 0 | 0 | 0 | 0 | 0 | 0 | 0 | 0 | 0 | 0 | 0 | 0 | 0 | 0 | 0 | 0 | 0 | 0 | 0 | 0 | 0 | 0 | 0 | 0 | 0 | 0 | 0 | 0 | 0 | 0 | 0 | 0 | 0 | 0 | 0 | 0 | 0 | 0 | 0 | 0 | 0 | 0 | 0 | 0 | 0 | 0 | 0 | 0 | 0 | 0 | 0 | 0 | 0 | 0 | 0 | 0 | 0 | 0 | 0 | 0 | 0 | 0 | 0 | 0 | 0 | 0 | 0 | 0 | 0 | 0 | 0 | 0 | 0 | 0 | 0 | 0 | 0 | 0 | 0 | 0 | 0 | 0 | 0 | 0 | 0 | 0 | 0 | 0 | 0 | 0 | 0 | 0 | 0 | 0 | 0 | 0 | 0 | 0 | 0 | 0 | 0 | 0 | 0 | 0 | 0 | 0 | 0 | 0 | 0 | 0 | 0 | 0 | 0 | 0 | 0 | 0 | 0 | 0 | 0 | 0 | 0 | 0 | 0 | 0 | 0 | 0 | 0 | 0 | 0 | 0 | 0 | 0 | 0 | 0 | 0 | 0 | 0 | 0 | 0 | 0 | 0 | 0 | 0 | 0 | 0 | 0 | 0 | 0 | 0 | 0 | 0 | 0 | 0 | 0 | 0 | 0 | 0 | 0 | 0 | 0 | 0 | 0 | 0 | 0 | 0 | 0 | 0 | 0 | 0 | 0 | 0 | 0 | 0 | 0 | 0 | 0 | 0 | 0 | 0 | 0 | 0 | 0 | 0 | 0 | 0 | 0 | 0 | 0 | 0 | 0 | 0 | 0 | 0 | 0 | 0 | 0 | 0 | 0 | 0 | 0 | 0 | 0 | 0 | 0 | 0 | 0 | 0 | 0 | 0 | 0 | 0 | 0 | 0 | 0 | 0 | 0 | 0 | 0 | 0 | 0 | 0 | 0 | 0 | 0 | 0 | 0 | 0 | 0 | 0 | 0 | 0 | 0 | 0 | 0 | 0 | 0 | 0 | 0 | 0 | 0 | 0 | 0 | 0 | 0 | 0 | 0 | 0 | 0 | 0 | 0 | 0 | 0 | 0 | 0 | 0 | 0 | 0 | 0 | 0 | 0 | 0 | 0 | 0 | 0 | 0 | 0 | 0 | 0 | 0 | 0 | 0 | 0 | 0 | 0 | 0 | 0 | 0 | 0 | 0 | 0 | 0 | 0 | 0 | 0 | 0 | 0 | 0 | 0 | 0 | 0 | 0 | 0 | 0 | 0 | 0 | 0 | 0 | 0 | 0 | 0 | 0 | 0 | 0 | 0 | 0 | 0 | 0 | 0 | 0 | 0 | 0 | 0 | 0 | 0 | 0 | 0 | 0 | 0 | 0 | 0 | 0 | 0 | 0 | 0 | 0 | 0 | 0 | 0 | 0 | 0 | 0 | 0 | 0 | 0 | 0 | 0 | 0 | 0 | 0 | 0 | 0 | 0 | 0 | 0 | 0 | 0 | 0 | 0 | 0 | 0 | 0 | 0 | 0 | 0 | 0 | 0 | 0 | 0 | 0 | 0 | 0 | 0 | 0 | 0 | 0 | 0 | 0 | 0 | 0 | 0 | 0 | 0 | 0 | 0 | 0 | 0 | 0 | 0 | 0 | 0 | 0 | 0 | 0 | 0 | 0 | 0 | 0 | 0 | 0 | 0 | 0 | 0 | 0 | 0 | 0 | 0 | 0 | 0 | 0 | 0 | 0 | 0 | 0 | 0 | 0 | 0 | 0 | 0 | 0 | 0 | 0 | 0 | 0 | 0 | 0 | 0 | 0 | 0 | 0 | 0 | 0 | 0 | 0 | 0 | 0 | 0 | 0 | 0 | 0 | 0 | 0 | 0 | 0 | 0 | 0 | 0 | 0 | 0 | 0 | 0 | 0 | 0 | 0 | 0 | 0 | 0 | 0 | 0 | 0 | 0 | 0 | 0 | 0 | 0 | 0 | 0 | 0 | 0 | 0 | 0 | 0 | 0 | 0 | 0 | 0 | 0 | 0 | 0 | 0 | 0 | 0 | 0 | 0 | 0 | 0 | 0 | 0 | 0 | 0 | 0 | 0 | 0 | 0 | 0 | 0 | 0 | 0 | 0 | 0 | 0 | 0 | 0 | 0 | 0 | 0 | 0 | 0 | 0 | 0 | 0 | 0 | 0 | 0 | 0 | 0 | 0 | 0 | 0 | 0 | 0 | 0 | 0 | 0 | 0 | 0 | 0 | 0 | 0 | 0 | 0 | 0 | 0 | 0 | 0 | 0 | 0 | 0 | 0 | 0 | 0 | 0 | 0 | 0 | 0 | 0 | 0 | 0 | 0 | 0 | 0 | 0 | 0 | 0 | 0 | 0 | 0 | 0 | 0 | 0 | 0 | 0 | 0 | 0 | 0 | 0 | 0 | 0 | 0 | 0 | 0 | 0 | 0 | 0 | 0 | 0 | 0 | 0 | 0 | 0 | 0 | 0 | 0 | 0 | 0 | 0 | 0 | 0 | 0 | 0 | 0 | 0 | 0 | 0 | 0 | 0 | 0 | 0 | 0 | 0 | 0 | 0 | 0 | 0 | 0 | 0 | 0 | 0 | 0 | 0 | 0 | 0 | 0 | 0 | 0 | 0 | 0 | 0 | 0 | 0 | 0 | 0 | 0 | 0 | 0 | 0 | 0 | 0 | 0 | 0 | 0 | 0 | 0 | 0 | 0 | 0 | 0 | 0 | 0 | 0 | 0 | 0 | 0 | 0 | 0 | 0 | 0 | 0 | 0 | 0 | 0 | 0 | 0 | 0 | 0 | 0 | 0 | 0 | 0 | 0 | 0 | 0 | 0 | 0 | 0 | 0 | 0 | 0 | 0 | 0 | 0 | 0 | 0 | 0 | 0 | 0 | 0 | 0 | 0 | 0 | 0 | 0 | 0 | 0 | 0 | 0 | 0 | 0 | 0 | 0 | 0 | 0 | 0 | 0 | 0 | 0 | 0 | 0 | 0 | 0 | 0 | 0 | 0 | 0 | 0 | 0 | 0 | 0 | 0 | 0 | 0 | 0 | 0 | 0 | 0 | 0 | 0 | 0 | 0 | 0 | 0 | 0 | 0 | 0 | 0 | 0 | 0 | 0 | 0 | 0 | 0 | 0 | 0 | 0 | 0 | 0 | 0 | 0 | 0 | 0 | 0 | 0 | 0 | 0 | 0 | 0 | 0 | 0 | 0 | 0 | 0 | 0 | 0 | 0 | 0 | 0 | 0 | 0 | 0 | 0 | 0 | 0 | 0 | 0 | 0 | 0 | 0 | 0 | 0 | 0 | 0 | 0 | 0 | 0 | 0 | 0 | 0 | 0 | 0 | 0 | 0 | 0 | 0 | 0 | 0 | 0 | 0 | 0 | 0 | 0 | 0 | 0 | 0 | 0 | 0 | 0 | 0 | 0 | 0 | 0 | 0 | 0 | 0 | 0 | 0 | 0 | 0 | 0 | 0 | 0 | 0 | 0 | 0 | 0 | 0 | 0 | 0 | 0 | 0 | 0 | 0 | 0 | 0 | 0 | 0 | 0 | 0 | 0 | 0 | 0 | 0 | 0 | 0 | 0 | 0 | 0 | 0 | 0 | 0 | 0 | 0 | 0 | 0 | 0 | 0 | 0 | 0 | 0 | 0 | 0 | 0 | 0 | 0 | 0 | 0 | 0 | 0 | 0 | 0 | 0 | 0 | 0 | 0 | 0 | 0 | 0 | 0 | 0 | 0 | 0 | 0 | 0 | 0 | 0 | 0 | 0 | 0 | 0 | 0 | 0 | 0 | 0 | 0 | 0 | 0 | 0 | 0 | 0 | 0 | 0 | 0 | 0 | 0 | 0 | 0 | 0 | 0 | 0 | 0 | 0 | 0 | 0 | 0 | 0 | 0 | 0 | 0 | 0 | 0 | 0 | 0 | 0 | 0 | 0 | 0 | 0 | 0 | 0 | 0 | 0 | 0 | 0 | 0 | 0 | 0 | 0 | 0 | 0 | 0 | 0 | 0 | 0 | 0 | 0 | 0 | 0 | 0 | 0 | 0 | 0 | 0 | 0 | 0 | 0 | 0 | 0 | 0 | 0 | 0 | 0 | 0 | 0 | 0 | 0 | 0 | 0 | 0 | 0 | 0 | 0 | 0 | 0 | 0 | 0 | 0 | 0 | 0 | 0 | 0 | 0 | 0 | 0 | 0 | 0 | 0 | 0 | 0 | 0 | 0 | 0 | 0 | 0 | 0 | 0 | 0 | 0 | 0 | 0 | 0 | 0 | 0 | 0 | 0 | 0 | 0 | 0 | 0 | 0 | 0 | 0 | 0 | 0 | 0 | 0 | 0 | 0 | 0 | 0 | 0 | 0 | 0 | 0 | 0 | 0 | 0 | 0 | 0 | 0 | 0 | 0 | 0 | 0 | 0 | 0 | 0 | 0 | 0 | 0 | 0 | 0 | 0 | 0 | 0 | 0 | 0 | 0 | 0 | 0 | 0 | 0 | 0 | 0 | 0 | 0 | 0 | 0 | 0 | 0 | 0 | 0 | 0 | 0 | 0 | 0 | 0 | 0 | 0 | 0 | 0 | 0 | 0 | 0 | 0 | 0 | 0 | 0 | 0 | 0 | 0 | 0 | 0 | 0 | 0 | 0 | 0 | 0 | 0 | 0 | 0 | 0 | 0 | 0 | 0 | 0 | 0 | 0 | 0 | 0 | 0 | 0 | 0 | 0 | 0 | 0 | 0 | 0 | 0 | 0 | 0 | 0 | 0 | 0 | 0 | 0 | 0 | 0 | 0 | 0 | 0 | 0 | 0 | 0 | 0 | 0 | 0 | 0 | 0 | 0 | 0 | 0 | 0 | 0 | 0 | 0 | 0 | 0 | 0 | 0 | 0 | 0 | 0 | 0 | 0 | 0 | 0 | 0 | 0 | 0 | 0 | 0 | 0 | 0 | 0 | 0 | 0 | 0 | 0 | 0 | 0 | 0 | 0 | 0 | 0 | 0 | 0 | 0 | 0 | 0 | 0 | 0 | 0 | 0 | 0 | 0 | 0 | 0 | 0 | 0 | 0 | 0 | 0 | 0 | 0 | 0 | 0 | 0 | 0 | 0 | 0 | 0 | 0 | 0 | 0 | 0 | 0 | 0 | 0 | 0 | 0 | 0 | 0 | 0 | 0 | 0 | 0 | 0 | 0 | 0 | 0 | 0 | 0 | 0 | 0 | 0 | 0 | 0 | 0 | 0 | 0 | 0 | 0 | 0 | 0 | 0 | 0 | 0 | 0 | 0 | 0 | 0 | 0 | 0 | 0 | 0 | 0 | 0 | 0 | 0 | 0 | 0 | 0 | 0 | 0 | 0 | 0 | 0 | 0 | 0 | 0 | 0 | 0 | 0 | 0 | 0 | 0 | 0 | 0 | 0 | 0 | 0 | 0 | 0 | 0 | 0 | 0 | 0 | 0 | 0 | 0 | 0 | 0 | 0 | 0 | 0 | 0 | 0 | 0 | 0 | 0 | 0 | 0 | 0 | 0 | 0 | 0 | 0 | 0 | 0 | 0 | 0 | 0 | 0 | 0 | 0 | 0 | 0 | 0 | 0 | 0 | 0 | 0 | 0 | 0 | 0 | 0 | 0 | 0 | 0 | 0 | 0 | 0 | 0 | 0 | 0 | 0 | 0 | 0 | 0 | 0 | 0 | 0 | 0 | 0 | 0 | 0 | 0 | 0 | 0 | 0 | 0 | 0 | 0 | 0 | 0 | 0 | 0 | 0 | 0 | 0 | 0 | 0 | 0 | 0 | 0 | 0 | 0 | 0 | 0 | 0 | 0 | 0 | 0 | 0 | 0 | 0 | 0 | 0 | 0 | 0 | 0 | 0 | 0 | 0 | 0 | 0 | 0 | 0 | 0 | 0 | 0 | 0 | 0 | 0 | 0 | 0 | 0 | 0 | 0 | 0 | 0 | 0 | 0 | 0 | 0 | 0 | 0 | 0 | 0 | 0 | 0 | 0 | 0 | 0 | 0 | 0 | 0 | 0 | 0 | 0 | 0 | 0 | 0 | 0 | 0 | 0 | 0 | 0 | 0 | 0 | 0 | 0 | 0 | 0 | 0 | 0 | 0 | 0 | 0 | 0 | 0 | 0 | 0 | 0 | 0 | 0 | 0 | 0 | 0 | 0 | 0 | 0 | 0 | 0 | 0 | 0 | 0 | 0 | 0 | 0 | 0 | 0 | 0 | 0 | 0 | 0 | 0 | 0 | 0 | 0 | 0 | 0 | 0 | 0 | 0 | 0 | 0 | 0 | 0 | 0 | 0 | 0 | 0 | 0 | 0 | 0 | 0 | 0 | 0 | 0 | 0 | 0 | 0 | 0 | 0 | 0 | 0 | 0 | 0 | 0 | 0 | 0 | 0 | 0 | 0 | 0 | 0 | 0 | 0 | 0 | 0 | 0 | 0 | 0 | 0 | 0 | 0 | 0 | 0 | 0 | 0 | 0 | 0 | 0 | 0 | 0 | 0 | 0 | 0 | 0 | 0 | 0 | 0 | 0 | 0 | 0 | 0 | 0 | 0 | 0 | 0 | 0 | 0 | 0 | 0 | 0 | 0 | 0 | 0 | 0 | 0 | 0 | 0 | 0 | 0 | 0 | 0 | 0 | 0 | 0 | 0 | 0 | 0 | 0 | 0 | 0 | 0 | 0 | 0 | 0 | 0 | 0 | 0 | 0 | 0 | 0 | 0 | 0 | 0 | 0 | 0 | 0 | 0 | 0 | 0 | 0 | 0 | 0 | 0 | 0 | 0 | 0 | 0 | 0 | 0 | 0 | 0 | 0 | 0 | 0 | 0 | 0 | 0 | 0 | 0 | 0 | 0 | 0 | 0 | 0 | 0 | 0 | 0 | 0 | 0 | 0 | 0 | 0 | 0 | 0 | 0 | 0 | 0 | 0 | 0 | 0 | 0 | 0 | 0 | 0 | 0 | 0 | 0 | 0 | 0 | 0 | 0 | 0 | 0 | 0 | 0 | 0 | 0 | 0 | 0 | 0 | 0 | 0 | 0 | 0 | 0 | 0 | 0 | 0 | 0 | 0 | 0 | 0 | 0 | 0 | 0 | 0 | 0 | 0 | 0 | 0 | 0 | 0 | 0 | 0 | 0 | 0 | 0 | 0 | 0 | 0 | 0 | 0 | 0 | 0 | 0 | 0 | 0 | 0 | 0 | 0 | 0 | 0 | 0 | 0 | 0 | 0 | 0 | 0 | 0 | 0 | 0 | 0 | 0 | 0 | 0 | 0 | 0 | 0 | 0 | 0 | 0 | 0 | 0 | 0 | 0 | 0 | 0 | 0 | 0 | 0 | 0 | 0 | 0 | 0 | 0 | 0 | 0 | 0 | 0 | 0 | 0 | 0 | 0 | 0 | 0 | 0 | 0 | 0 | 0 | 0 | 0 | 0 | 0 | 0 | 0 | 0 | 0 | 0 | 0 | 0 | 0 | 0 | 0 | 0 | 0 | 0 | 0 | 0 | 0 | 0 | 0 | 0 | 0 | 0 | 0 | 0 | 0 | 0 | 0 | 0 | 0 | 0 | 0 | 0 | 0 | 0 | 0 | 0 | 0 | 0 | 0 | 0 | 0 | 0 | 0 | 0 | 0 | 0 | 0 | 0 | 0 | 0 | 0 | 0 | 0 | 0 | 0 | 0 | 0 | 0 | 0 | 0 | 0 | 0 | 0 | 0 | 0 | 0 | 0 | 0 | 0 | 0 | 0 | 0 | 0 | 0 | 0 | 0 | 0 | 0 | 0 | 0 | 0 | 0 | 0 | 0 | 0 | 0 | 0 | 0 | 0 | 0 | 0 | 0 | 0 | 0 | 0 | 0 | 0 | 0 | 0 | 0 | 0 | 0 | 0 | 0 | 0 | 0 | 0 | 0 | 0 | 0 | 0 | 0 | 0 | 0 | 0 | 0 | 0 | 0 | 0 | 0 | 0 | 0 | 0 | 0 | 0 | 0 | 0 | 0 | 0 | 0 | 0 | 0 | 0 | 0 | 0 | 0 | 0 | 0 | 0 | 0 | 0 | 0 | 0 | 0 | 0 | 0 | 0 | 0 | 0 | 0 | 0 | 0 | 0 | 0 | 0 | 0 | 0 | 0 | 0 | 0 | 0 | 0 | 0 | 0 | 0 | 0 | 0 | 0 | 0 | 0 | 0 | 0 | 0 | 0 | 0 | 0 | 0 | 0 | 0 | 0 | 0 | 0 | 0 | 0 | 0 | 0 | 0 | 0 | 0 | 0 | 0 | 0 | 0 | 0 | 0 | 0 | 0 | 0 | 0 | 0 | 0 | 0 | 0 | 0 | 0 | 0 | 0 | 0 | 0 | 0 | 0 | 0 | 0 | 0 | 0 | 0 | 0 | 0 | 0 | 0 | 0 | 0 | 0 | 0 | 0 | 0 | 0 | 0 | 0 | 0 | 0 | 0 | 0 | 0 | 0 | 0 | 0 | 0 | 0 | 0 | 0 | 0 | 0 | 0 | 0 | 0 | 0 | 0 | 0 | 0 | 0 | 0 | 0 | 0 | 0 | 0 | 0 | 0 | 0 | 0 | 0 | 0 | 0 | 0 | 0 | 0 | 0 | 0 | 0 | 0 | 0 | 0 | 0 | 0 | 0 | 0 | 0 | 0 | 0 | 0 | 0 | 0 | 0 | 0 | 0 | 0 | 0 | 0 | 0 | 0 | 0 | 0 | 0 | 0 | 0 | 0 | 0 | 0 | 0 | 0 | 0 | 0 | 0 | 0 | 0 | 0 | 0 | 0 | 0 | 0 | 0 | 0 | 0 | 0 | 0 | 0 | 0 | 0 | 0 | 0 | 0 | 0 | 0 | 0 | 0 | 0 | 0 | 0 | 0 | 0 | 0 | 0 | 0 | 0 | 0 | 0 | 0 | 0 | 0 | 0 | 0 | 0 | 0 | 0 | 0 | 0 | 0 | 0 | 0 | 0 | 0 | 0 | 0 | 0 | 0 | 0 | 0 | 0 | 0 | 0 | 0 | 0 | 0 | 0 | 0 | 0 | 0 | 0 | 0 | 0 | 0 | 0 | 0 | 0 | 0 | 0 | 0 | 0 | 0 | 0 | 0 | 0 | 0 | 0 | 0 | 0 | 0 | 0 | 0 | 0 | 0 | 0 | 0 | 0 | 0 | 0 | 0 | 0 | 0 | 0 | 0 | 0 | 0 | 0 | 0 | 0 | 0 | 0 | 0 | 0 | 0 | 0 | 0 | 0 | 0 | 0 | 0 | 0 | 0 | 0 | 0 | 0 | 0 | 0 | 0 | 0 | 0 | 0 | 0 | 0 | 0 | 0 | 0 | 0 | 0 | 0 | 0 | 0 | 0 | 0 | 0 | 0 | 0 | 0 | 0 | 0 | 0 | 0 | 0 | 0 | 0 | 0 | 0 | 0 | 0 | 0 | 0 | 0 | 0 | 0 | 0 | 0 | 0 | 0 | 0 | 0 | 0 | 0 | 0 | 0 | 0 | 0 | 0 | 0 | 0 | 0 | 0 | 0 | 0 | 0 | 0 | 0 | 0 | 0 | 0 | 0 | 0 | 0 | 0 | 0 | 0 | 0 | 0 | 0 | 0 | 0 | 0 | 0 | 0 | 0 | 0 | 0 | 0 | 0 | 0 | 0 | 0 | 0 | 0 | 0 | 0 | 0 | 0 | 0 | 0 | 0 | 0 | 0 | 0 | 0 | 0 | 0 | 0 | 0 | 0 | 0 | 0 | 0 | 0 | 0 | 0 | 0 | 0 | 0 | 0 | 0 | 0 | 0 | 0 | 0 | 0 | 0 | 0 | 0 | 0 | 0 | 0 | 0 | 0 | 0 | 0 | 0 | 0 | 0 | 0 | 0 | 0 | 0 | 0 | 0 | 0 | 0 | 0 | 0 | 0 | 0 | 0 | 0 | 0 | 0 | 0 | 0 | 0 | 0 | 0 | 0 | 0 | 0 | 0 | 0 | 0 | 0 | 0 | 0 | 0 | 0 | 0 | 0 | 0 | 0 | 0 | 0 | 0 | 0 | 0 | 0 | 0 | 0 | 0 | 0 | 0 | 0 | 0 | 0 | 0 | 0 | 0 | 0 | 0 | 0 | 0 | 0 | 0 | 0 | 0 | 0 | 0 | 0 | 0 | 0 | 0 | 0 | 0 | 0 | 0 | 0 | 0 | 0 | 0 | 0 | 0 | 0 | 0 | 0 | 0 | 0 | 0 | 0 | 0 | 0 | 0 | 0 | 0 | 0 | 0 | 0 | 0 | 0 | 0 | 0 | 0 | 0 | 0 | 0 | 0 | 0 | 0 | 0 | 0 | 0 | 0 | 0 | 0 | 0 | 0 | 0 | 0 | 0 | 0 | 0 | 0 | 0 | 0 | 0 | 0 | 0 | 0 | 0 | 0 | 0 | 0 | 0 | 0 | 0 | 0 | 0 | 0 | 0 | 0 | 0 | 0 | 0 | 0 | 0 | 0 | 0 | 0 | 0 | 0 | 0 | 0 | 0 | 0 | 0 | 0 | 0 | 0 | 0 | 0 | 0 | 0 | 0 | 0 | 0 | 0 | 0 | 0 | 0 | 0 | 0 | 0 | 0 | 0 | 0 | 0 | 0 | 0 | 0 | 0 | 0 | 0 | 0 | 0 | 0 | 0 | 0 | 0 | 0 | 0 | 0 | 0 | 0 | 0 | 0 | 0 | 0 | 0 | 0 | 0 | 0 | 0 | 0 | 0 | 0 | 0 | 0 | 0 | 0 | 0 | 0 | 0 | 0 | 0 | 0 | 0 | 0 | 0 | 0 | 0 | 0 | 0 | 0 | 0 | 0 | 0 | 0 | 0 | 0 | 0 | 0 | 0 | 0 | 0 | 0 | 0 | 0 | 0 | 0 | 0 | 0 | 0 | 0 | 0 | 0 | 0 | 0 | 0 | 0 | 0 | 0 | 0 | 0 | 0 | 0 | 0 | 0 | 0 | 0 | 0 | 0 | 0 | 0 | 0 | 0 | 0 | 0 | 0 | 0 | 0 | 0 | 0 | 0 | 0 | 0 | 0 | 0 | 0 | 0 | 0 | 0 | 0 | 0 | 0 | 0 | 0 | 0 | 0 | 0 | 0 | 0 | 0 | 0 | 0 | 0 | 0 | 0 | 0 | 0 | 0 | 0 | 0 | 0 | 0 | 0 | 0 | 0 | 0 | 0 | 0 | 0 | 0 | 0 | 0 | 0 | 0 | 0 | 0 | 0 | 0 | 0 | 0 | 0 | 0 | 0 | 0 | 0 | 0 | 0 | 0 | 0 | 0 | 0 | 0 | 0 | 0 | 0 | 0 | 0 | 0 | 0 | 0 | 0 | 0 | 0 | 0 | 0 | 0 | 0 | 0 | 0 | 0 | 0 | 0 | 0 | 0 | 0 | 0 | 0 | 0 | 0 | 0 | 0 | 0 | 0 | 0 | 0 | 0 | 0 | 0 | 0 | 0 | 0 | 0 | 0 | 0 | 0 | 0 | 0 | 0 | 0 | 0 | 0 | 0 | 0 | 0 | 0 | 0 | 0 | 0 | 0 | 0 | 0 | 0 | 0 | 0 | 0 | 0 | 0 | 0 | 0 | 0 | 0 | 0 | 0 | 0 | 0 | 0 | 0 | 0 | 0 | 0 | 0 | 0 | 0 | 0 | 0 | 0 | 0 | 0 | 0 | 0 | 0 | 0 | 0 | 0 | 0 | 0 | 0 | 0 | 0 | 0 | 0 | 0 | 0 | 0 | 0 | 0 | 0 | 0 | 0 | 0 | 0 | 0 | 0 | 0 | 0 | 0 | 0 | 0 | 0 | 0 | 0 | 0 | 0 | 0 | 0 | 0 | 0 | 0 | 0 | 0 | 0 | 0 | 0 | 0 | 0 | 0 | 0 | 0 | 0 | 0 | 0 | 0 | 0 | 0 | 0 | 0 | 0 | 0 | 0 | 0 | 0 | 0 | 0 | 0 | 0 | 0 | 0 | 0 | 0 | 0 | 0 | 0 | 0 | 0 | 0 | 0 | 0 | 0 | 0 | 0 | 0 | 0 | 0 | 0 | 0 | 0 | 0 | 0 | 0 | 0 | 0 | 0 | 0 | 0 | 0 | 0 | 0 | 0 | 0 | 0 | 0 | 0 | 0 | 0 | 0 | 0 | 0 | 0 | 0 | 0 | 0 | 0 | 0 | 0 | 0 | 0 | 0 | 0 | 0 | 0 | 0 | 0 | 0 | 0 | 0 | 0 | 0 | 0 | 0 | 0 | 0 | 0 | 0 | 0 | 0 | 0 | 0 | 0 | 0 | 0 | 0 | 0 | 0 | 0 | 0 | 0 | 0 | 0 | 0 | 0 | 0 | 0 | 0 | 0 | 0 | 0 | 0 | 0 | 0 | 0 | 0 | 0 | 0 | 0 | 0 | 0 | 0 | 0 | 0 | 0 | 0 | 0 | 0 | 0 | 0 | 0 | 0 | 0 | 0 | 0 | 0 | 0 | 0 | 0 | 0 | 0 | 0 | 0 | 0 | 0 | 0 | 0 | 0 | 0 | 0 | 0 | 0 | 0 | 0 | 0 | 0 | 0 | 0 | 0 | 0 | 0 | 0 | 0 | 0 | 0 | 0 | 0 | 0 | 0 | 0 | 0 | 0 | 0 | 0 | 0 | 0 | 0 | 0 | 0 | 0 | 0 | 0 | 0 | 0 | 0 | 0 | 0 | 0 | 0 | 0 | 0 | 0 | 0 | 0 | 0 | 0 | 0 | 0 | 0 | 0 | 0 | 0 | 0 | 0 | 0 | 0 | 0 | 0 | 0 | 0 | 0 | 0 | 0 | 0 | 0 | 0 | 0 | 0 | 0 | 0 | 0 | 0 | 0 | 0 | 0 | 0 | 0 | 0 | 0 | 0 | 0 | 0 | 0 | 0 | 0 | 0 | 0 | 0 | 0 | 0 | 0 | 0 | 0 | 0 | 0 | 0 | 0 | 0 | 0 | 0 | 0 | 0 | 0 | 0 | 0 | 0 | 0 | 0 | 0 | 0 | 0 | 0 | 0 | 0 | 0 | 0 | 0 | 0 | 0 | 0 | 0 | 0 | 0 | 0 | 0 | 0 | 0 | 0 | 0 | 0 | 0 | 0 | 0 | 0 | 0 | 0 | 0 | 0 | 0 | 0 | 0 | 0 | 0 | 0 | 0 | 0 | 0 | 0 | 0 | 0 | 0 | 0 | 0 | 0 | 0 | 0 | 0 | 0 | 0 | 0 | 0 | 0 | 0 | 0 | 0 | 0 | 0 | 0 | 0 | 0 | 0 | 0 | 0 | 0 | 0 | 0 | 0 | 0 | 0 | 0 | 0 | 0 | 0 | 0 | 0 | 0 | 0 | 0 | 0 | 0 | 0 | 0 | 0 | 0 | 0 | 0 | 0 | 0 | 0 | 0 | 0 | 0 | 0 | 0 | 0 | 0 | 0 | 0 | 0 | 0 | 0 | 0 | 0 | 0 | 0 | 0 | 0 | 0 | 0 | 0 | 0 | 0 | 0 | 0 | 0 | 0 | 0 | 0 | 0 | 0 | 0 | 0 | 0 | 0 | 0 | 0 | 0 | 0 | 0 | 0 | 0 | 0 | 0 | 0 | 0 | 0 | 0 | 0 | 0 | 0 | 0 | 0 | 0 | 0 | 0 | 0 | 0 | 0 | 0 | 0 | 0 | 0 | 0 | 0 | 0 | 0 | 0 | 0 | 0 | 0 | 0 | 0 | 0 | 0 | 0 | 0 | 0 | 0 | 0 | 0 | 0 | 0 | 0 | 0 | 0 | 0 | 0 | 0 | 0 | 0 | 0 | 0 | 0 | 0 | 0 | 0 | 0 | 0 | 0 | 0 | 0 | 0 | 0 | 0 | 0 | 0 | 0 | 0 | 0 | 0 | 0 | 0 | 0 | 0 | 0 | 0 | 0 | 0 | 0 | 0 | 0 | 0 | 0 | 0 | 0 | 0 | 0 | 0 | 0 | 0 | 0 | 0 | 0 | 0 | 0 | 0 | 0 | 0 | 0 | 0 | 0 | 0 | 0 | 0 | 0 | 0 | 0 | 0 | 0 | 0 | 0 | 0 | 0 | 0 | 0 | 0 | 0 | 0 | 0 | 0 | 0 | 0 | 0 | 0 | 0 | 0 | 0 | 0 | 0 | 0 | 0 | 0 | 0 | 0 | 0 | 0 | 0 | 0 | 0 | 0 | 0 | 0 | 0 | 0 | 0 | 0 | 0 | 0 | 0 | 0 | 0 | 0 | 0 | 0 | 0 | 0 | 0 | 0 | 0 | 0 | 0 | 0 | 0 | 0 | 0 | 0 | 0 | 0 | 0 | 0 | 0 | 0 | 0 | 0 | 0 | 0 | 0 | 0 | 0 | 0 | 0 | 0 | 0 | 0 | 0 | 0 | 0 | 0 | 0 | 0 | 0 | 0 | 0 | 0 | 0 | 0 | 0 | 0 | 0 | 0 | 0 | 0 | 0 | 0 | 0 | 0 | 0 | 0 | 0 | 0 | 0 | 0 | 0 | 0 | 0 | 0 | 0 | 0 | 0 | 0 | 0 | 0 | 0 | 0 | 0 | 0 | 0 | 0 | 0 | 0 | 0 | 0 | 0 | 0 | 0 | 0 | 0 | 0 | 0 | 0 | 0 | 0 | 0 | 0 | 0 | 0 | 0 | 0 | 0 | 0 | 0 | 0 | 0 | 0 | 0 | 0 | 0 | 0 | 0 | 0 | 0 | 0 | 0 | 0 | 0 | 0 | 0 | 0 | 0 | 0 | 0 | 0 | 0 | 0 | 0 | 0 | 0 | 0 | 0 | 0 | 0 | 0 | 0 | 0 | 0 | 0 | 0 | 0 | 0 | 0 | 0 | 0 | 0 | 0 | 0 | 0 | 0 | 0 | 0 | 0 | 0 | 0 | 0 | 0 | 0 | 0 | 0 | 0 | 0 | 0 | 0 | 0 | 0 | 0 | 0 | 0 | 0 | 0 | 0 | 0 | 0 | 0 | 0 | 0 | 0 | 0 | 0 | 0 | 0 | 0 | 0 | 0 | 0 | 0 | 0 | 0 | 0 | 0 | 0 | 0 | 0 | 0 | 0 | 0 | 0 | 0 | 0 | 0 | 0 | 0 | 0 | 0 | 0 | 0 | 0 | 0 | 0 | 0 | 0 | 0 | 0 | 0 | 0 | 0 | 0 | 0 | 0 | 0 | 0 | 0 | 0 | 0 | 0 | 0 | 0 | 0 | 0 | 0 | 0 | 0 | 0 | 0 | 0 | 0 | 0 | 0 | 0 | 0 | 0 | 0 | 0 | 0 | 0 | 0 | 0 | 0 | 0 | 0 | 0 | 0 | 0 | 0 | 0 | 0 | 0 | 0 | 0 | 0 | 0 | 0 | 0 | 0 | 0 | 0 | 0 | 0 | 0 | 0 | 0 | 0 | 0 | 0 | 0 | 0 | 0 | 0 | 0 | 0 | 0 | 0 | 0 | 0 | 0 | 0 | 0 | 0 | 0 | 0 | 0 | 0 | 0 | 0 | 0 | 0 | 0 | 0 | 0 | 0 | 0 | 0 | 0 | 0 | 0 | 0 | 0 | 0 | 0 | 0 | 0 | 0 | 0 | 0 | 0 | 0 | 0 | 0 | 0 | 0 | 0 | 0 | 0 | 0 | 0 | 0 | 0 | 0 | 0 | 0 | 0 | 0 | 0 | 0 | 0 | 0 | 0 | 0 | 0 | 0 | 0 | 0 | 0 | 0 | 0 | 0 | 0 | 0 | 0 | 0 | 0 | 0 | 0 | 0 | 0 | 0 | 0 | 0 | 0 | 0 | 0 | 0 | 0 | 0 | 0 | 0 | 0 | 0 | 0 | 0 | 0 | 0 | 0 | 0 | 0 | 0 | 0 | 0 | 0 | 0 | 0 | 0 | 0 | 0 | 0 | 0 | 0 | 0 | 0 | 0 | 0 | 0 | 0 | 0 | 0 | 0 | 0 | 0 | 0 | 0 | 0 | 0 | 0 | 0 | 0 | 0 | 0 | 0 | 0 | 0 | 0 | 0 | 0 | 0 | 0 | 0 | 0 | 0 | 0 | 0 | 0 | 0 | 0 | 0 | 0 | 0 | 0 | 0 | 0 | 0 | 0 | 0 | 0 | 0 | 0 | 0 | 0 | 0 | 0 | 0 | 0 | 0 | 0 | 0 | 0 | 0 | 0 | 0 | 0 | 0 | 0 | 0 | 0 | 0 | 0 | 0 | 0 | 0 | 0 | 0 | 0 | 0 | 0 | 0 | 0 | 0 | 0 | 0 | 0 | 0 | 0 | 0 | 0 | 0 | 0 | 0 | 0 | 0 | 0 | 0 | 0 | 0 | 0 | 0 | 0 | 0 | 0 | 0 | 0 | 0 | 0 | 0 | 0 | 0 | 0 | 0 | 0 | 0 | 0 | 0 | 0 | 0 | 0 | 0 | 0 | 0 | 0 | 0 | 0 | 0 | 0 | 0 | 0 | 0 | 0 | 0 | 0 | 0 | 0 | 0 | 0 | 0 | 0 | 0 | 0 | 0 | 0 | 0 | 0 | 0 | 0 | 0 | 0 | 0 | 0 | 0 | 0 | 0 | 0 | 0 | 0 | 0 | 0 | 0 | 0 | 0 | 0 | 0 | 0 | 0 | 0 | 0 | 0 | 0 | 0 | 0 | 0 | 0 | 0 | 0 | 0 | 0 | 0 | 0 | 0 | 0 | 0 | 0 | 0 | 0 | 0 | 0 | 0 | 0 | 0 | 0 | 0 | 0 | 0 | 0 | 0 | 0 | 0 | 0 | 0 | 0 | 0 | 0 | 0 | 0 | 0 | 0 | 0 | 0 | 0 | 0 | 0 | 0 | 0 | 0 | 0 | 0 | 0 | 0 | 0 | 0 | 0 | 0 | 0 | 0 | 0 | 0 | 0 | 0 | 0 | 0 | 0 | 0 | 0 | 0 | 0 | 0 | 0 | 0 | 0 | 0 | 0 | 0 | 0 | 0 | 0 | 0 | 0 | 0 | 0 | 0 | 0 | 0 | 0 | 0 | 0 | 0 | 0 | 0 | 0 | 0 | 0 | 0 | 0 | 0 | 0 | 0 | 0 | 0 | 0 | 0 | 0 | 0 | 0 | 0 | 0 | 0 | 0 | 0 | 0 | 0 | 0 | 0 | 0 | 0 | 0 | 0 | 0 | 0 | 0 | 0 | 0 | 0 | 0 | 0 | 0 | 0 | 0 | 0 | 0 | 0 | 0 | 0 | 0 | 0 | 0 | 0 | 0 | 0 | 0 | 0 | 0 | 0 | 0 | 0 | 0 | 0 | 0 | 0 | 0 | 0 | 0 | 0 | 0 | 0 | 0 | 0 | 0 | 0 | 0 | 0 | 0 | 0 | 0 | 0 | 0 | 0 | 0 | 0 | 0 | 0 | 0 | 0 | 0 | 0 | 0 | 0 | 0 | 0 | 0 | 0 | 0 | 0 | 0 | 0 | 0 | 0 | 0 | 0 | 0 | 0 | 0 | 0 | 0 | 0 | 0 | 0 | 0 | 0 | 0 | 0 | 0 | 0 | 0 | 0 | 0 | 0 | 0 | 0 | 0 | 0 | 0 | 0 | 0 | 0 | 0 | 0 | 0 | 0 | 0 | 0 | 0 | 0 | 0 | 0 | 0 | 0 | 0 | 0 | 0 | 0 | 0 | 0 | 0 | 0 | 0 | 0 | 0 | 0 | 0 | 0 | 0 | 0 | 0 | 0 | 0 | 0 | 0 | 0 | 0 | 0 | 0 | 0 | 0 | 0 | 0 | 0 | 0 | 0 | 0 | 0 | 0 | 0 | 0 | 0 | 0 | 0 | 0 | 0 | 0 | 0 | 0 | 0 | 0 | 0 | 0 | 0 | 0 | 0 | 0 | 0 | 0 | 0 | 0 | 0 | 0 | 0 | 0 | 0 | 0 | 0 | 0 | 0 | 0 | 0 | 0 | 0 | 0 | 0 | 0 | 0 | 0 | 0 | 0 | 0 | 0 | 0 | 0 | 0 | 0 | 0 | 0 | 0 | 0 | 0 | 0 | 0 | 0 | 0 | 0 | 0 | 0 | 0 | 0 | 0 | 0 | 0 | 0 | 0 | 0 | 0 | 0 | 0 | 0 | 0 | 0 | 0 | 0 | 0 | 0 | 0 | 0 | 0 | 0 | 0 | 0 | 0 | 0 | 0 | 0 | 0 | 0 | 0 | 0 | 0 | 0 | 0 | 0 | 0 | 0 | 0 | 0 | 0 | 0 | 0 | 0 | 0 | 0 | 0 | 0 | 0 | 0 | 0 | 0 | 0 | 0 | 0 | 0 | 0 | 0 | 0 | 0 | 0 | 0 | 0 | 0 | 0 | 0 | 0 | 0 | 0 | 0 | 0 | 0 | 0 | 0 | 0 | 0 | 0 | 0 | 0 | 0 | 0 | 0 | 0 | 0 | 0 | 0 | 0 | 0 | 0 | 0 | 0 | 0 | 0 | 0 | 0 | 0 | 0 | 0 | 0 | 0 | 0 | 0 | 0 | 0 | 0 | 0 | 0 | 0 | 0 | 0 | 0 | 0 | 0 | 0 | 0 | 0 | 0 | 0 | 0 | 0 | 0 | 0 | 0 | 0 | 0 | 0 | 0 | 0 | 0 | 0 | 0 | 0 | 0 | 0 | 0 | 0 | 0 | 0 | 0 | 0 | 0 | 0 | 0 | 0 | 0 | 0 | 0 | 0 | 0 | 0 | 0 | 0 | 0 | 0 | 0 | 0 | 0 | 0 | 0 | 0 | 0 | 0 | 0 | 0 | 0 | 0 | 0 | 0 | 0 | 0 | 0 | 0 | 0 | 0 | 0 | 0 | 0 | 0 | 0 | 0 | 0 | 0 | 0 | 0 | 0 | 0 | 0 | 0 | 0 | 0 | 0 | 0 | 0 | 0 | 0 | 0 | 0 | 0 | 0 | 0 | 0 | 0 | 0 | 0 | 0 | 0 | 0 | 0 | 0 | 0 | 0 | 0 | 0 | 0 | 0 | 0 | 0 | 0 | 0 | 0 | 0 | 0 | 0 | 0 | 0 | 0 | 0 | 0 | 0 | 0 | 0 | 0 | 0 | 0 | 0 | 0 | 0 | 0 | 0 | 0 | 0 | 0 | 0 | 0 | 0 | 0 | 0 | 0 | 0 | 0 | 0 | 0 | 0 | 0 | 0 | 0 | 0 | 0 | 0 | 0 | 0 | 0 | 0 | 0 | 0 | 0 | 0 | 0 | 0 | 0 | 0 | 0 | 0 | 0 | 0 | 0 | 0 | 0 | 0 | 0 | 0 | 0 | 0 | 0 | 0 | 0 | 0 | 0 | 0 | 0 | 0 | 0 | 0 | 0 | 0 | 0 | 0 | 0 | 0 | 0 | 0 | 0 | 0 | 0 | 0 | 0 | 0 | 0 | 0 | 0 | 0 | 0 | 0 | 0 | 0 | 0 | 0 | 0 | 0 | 0 | 0 | 0 | 0 | 0 | 0 | 0 | 0 | 0 | 0 | 0 | 0 | 0 | 0 | 0 | 0 | 0 | 0 | 0 | 0 | 0 | 0 | 0 | 0 | 0 | 0 | 0 | 0 | 0 | 0 | 0 | 0 | 0 | 0 | 0 | 0 | 0 | 0 | 0 | 0 | 0 | 0 | 0 | 0 | 0 | 0 | 0 | 0 | 0 | 0 | 0 | 0 | 0 | 0 | 0 | 0 | 0 | 0 | 0 | 0 | 0 | 0 | 0 | 0 | 0 | 0 | 0 | 0 | 0 | 0 | 0 | 0 | 0 | 0 | 0 | 0 | 0 | 0 | 0 | 0 | 0 | 0 | 0 | 0 | 0 | 0 | 0 | 0 | 0 | 0 | 0 | 0 | 0 | 0 | 0 | 0 | 0 | 0 | 0 | 0 | 0 | 0 | 0 | 0 | 0 | 0 | 0 | 0 | 0 | 0 | 0 | 0 | 0 | 0 | 0 | 0 | 0 | 0 | 0 | 0 | 0 | 0 | 0 | 0 | 0 | 0 | 0 | 0 | 0 | 0 | 0 | 0 | 0 | 0 | 0 | 0 | 0 | 0 | 0 | 0 | 0 | 0 | 0 | 0 | 0 | 0 | 0 | 0 | 0 | 0 | 0 | 0 | 0 | 0 | 0 | 0 | 0 | 0 | 0 | 0 | 0 | 0 | 0 | 0 | 0 | 0 | 0 | 0 | 0 | 0 | 0 | 0 | 0 | 0 | 0 | 0 | 0 | 0 | 0 | 0 | 0 | 0 | 0 | 0 | 0 | 0 | 0 | 0 | 0 | 0 | 0 | 0 | 0 | 0 | 0 | 0 | 0 | 0 | 0 | 0 | 0 | 0 | 0 | 0 | 0 | 0 | 0 | 0 | 0 | 0 | 0 | 0 | 0 | 0 | 0 | 0 | 0 | 0 | 0 | 0 | 0 | 0 | 0 | 0 | 0 | 0 | 0 | 0 | 0 | 0 | 0 | 0 | 0 | 0 | 0 | 0 | 0 | 0 | 0 | 0 | 0 | 0 | 0 | 0 | 0 | 0 | 0 | 0 | 0 | 0 | 0 | 0 | 0 | 0 | 0 | 0 | 0 | 0 | 0 | 0 | 0 | 0 | 0 | 0 | 0 | 0 | 0 | 0 | 0 | 0 | 0 | 0 | 0 | 0 | 0 | 0 | 0 | 0 | 0 | 0 | 0 | 0 | 0 | 0 | 0 | 0 | 0 | 0 | 0 | 0 | 0 | 0 | 0 | 0 | 0 | 0 | 0 | 0 | 0 | 0 | 0 | 0 | 0 | 0 | 0 | 0 | 0 | 0 | 0 | 0 | 0 | 0 | 0 | 0 | 0 | 0 | 0 | 0 | 0 | 0 | 0 | 0 | 0 | 0 | 0 | 0 | 0 | 0 | 0 | 0 | 0 | 0 | 0 | 0 | 0 | 0 | 0 | 0 | 0 | 0 | 0 | 0 | 0 | 0 | 0 | 0 | 0 | 0 | 0 | 0 | 0 | 0 | 0 | 0 | 0 | 0 | 0 | 0 | 0 | 0 | 0 | 0 | 0 | 0 | 0 | 0 | 0 | 0 | 0 | 0 | 0 | 0 | 0 | 0 | 0 | 0 | 0 | 0 | 0 | 0 | 0 | 0 | 0 | 0 | 0 | 0 | 0 | 0 | 0 | 0 | 0 | 0 | 0 | 0 | 0 | 0 | 0 | 0 | 0 | 0 | 0 | 0 | 0 | 0 | 0 | 0 | 0 | 0 | 0 | 0 | 0 | 0 | 0 | 0 | 0 | 0 | 0 | 0 | 0 | 0 | 0 | 0 | 0 | 0 | 0 | 0 | 0 | 0 | 0 | 0 | 0 | 0 | 0 | 0 | 0 | 0 | 0 | 0 | 0 | 0 | 0 | 0 | 0 | 0 | 0 | 0 | 0 | 0 | 0 | 0 | 0 | 0 | 0 | 0 | 0 | 0 | 0 | 0 | 0 | 0 | 0 | 0 | 0 | 0 | 0 | 0 | 0 | 0 | 0 | 0 | 0 | 0 | 0 | 0 | 0 | 0 | 0 | 0 | 0 | 0 | 0 | 0 | 0 | 0 | 0 | 0 | 0 | 0 | 0 | 0 | 0 | 0 | 0 | 0 | 0 | 0 | 0 | 0 | 0 | 0 | 0 | 0 | 0 | 0 | 0 | 0 | 0 | 0 | 0 | 0 | 0 | 0 | 0 | 0 | 0 | 0 | 0 | 0 | 0 | 0 | 0 | 0 | 0 | 0 | 0 | 0 | 0 | 0 | 0 | 0 | 0 | 0 | 0 | 0 | 0 | 0 | 0 | 0 | 0 | 0 | 0 | 0 | 0 | 0 | 0 | 0 | 0 | 0 | 0 | 0 | 0 | 0 | 0 | 0 | 0 | 0 | 0 | 0 | 0 | 0 | 0 | 0 | 0 | 0 | 0 | 0 | 0 | 0 | 0 | 0 | 0 | 0 | 0 | 0 | 0 | 0 | 0 | 0 | 0 | 0 | 0 | 0 | 0 | 0 | 0 | 0 | 0 | 0 | 0 | 0 | 0 | 0 | 0 | 0 | 0 | 0 | 0 | 0 | 0 | 0 | 0 | 0 | 0 | 0 | 0 | 0 | 0 | 0 | 0 | 0 | 0 | 0 | 0 | 0 | 0 | 0 | 0 | 0 | 0 | 0 | 0 | 0 | 0 | 0 | 0 | 0 | 0 | 0 | 0 | 0 | 0 | 0 | 0 | 0 | 0 | 0 | 0 | 0 | 0 | 0 | 0 | 0 | 0 | 0 | 0 | 0 | 0 | 0 | 0 | 0 | 0 | 0 | 0 | 0 | 0 | 0 | 0 | 0 | 0 | 0 | 0 | 0 | 0 | 0 | 0 | 0 | 0 | 0 | 0 | 0 | 0 | 0 | 0 | 0 | 0 | 0 | 0 | 0 | 0 | 0 | 0 | 0 | 0 | 0 | 0 | 0 | 0 | 0 | 0 | 0 | 0 | 0 | 0 | 0 | 0 | 0 | 0 | 0 | 0 | 0 | 0 | 0 | 0 | 0 | 0 | 0 | 0 | 0 | 0 | 0 | 0 | 0 | 0 | 0 | 0 | 0 | 0 | 0 | 0 | 0 | 0 | 0 | 0 | 0 | 0 | 0 | 0 | 0 | 0 | 0 | 0 | 0 | 0 | 0 | 0 | 0 | 0 | 0 | 0 | 0 | 0 | 0 | 0 | 0 | 0 | 0 | 0 | 0 | 0 | 0 | 0 | 0 | 0 | 0 | 0 | 0 | 0 | 0 | 0 | 0 | 0 | 0 | 0 | 0 | 0 | 0 | 0 | 0 | 0 | 0 | 0 | 0 | 0 | 0 | 0 | 0 | 0 | 0 | 0 | 0 | 0 | 0 | 0 | 0 | 0 | 0 | 0 | 0 | 0 | 0 | 0 | 0 | 0 | 0 | 0 | 0 | 0 | 0 | 0 | 0 | 0 | 0 | 0 | 0 | 0 | 0 | 0 | 0 | 0 | 0 | 0 | 0 | 0 | 0 | 0 | 0 | 0 | 0 | 0 | 0 | 0 | 0 | 0 | 0 | 0 | 0 | 0 | 0 | 0 | 0 | 0 | 0 | 0 | 0 | 0 | 0 | 0 | 0 | 0 | 0 | 0 | 0 | 0 | 0 | 0 | 0 | 0 | 0 | 0 | 0 | 0 | 0 | 0 | 0 | 0 | 0 | 0 | 0 | 0 | 0 | 0 | 0 | 0 | 0 | 0 | 0 | 0 | 0 | 0 | 0 | 0 | 0 | 0 | 0 | 0 | 0 | 0 | 0 | 0 | 0 | 0 | 0 | 0 | 0 | 0 | 0 | 0 | 0 | 0 | 0 | 0 | 0 | 0 | 0 | 0 | 0 | 0 | 0 | 0 | 0 | 0 | 0 | 0 | 0 | 0 | 0 | 0 | 0 | 0 | 0 | 0 | 0 | 0 | 0 | 0 | 0 | 0 | 0 | 0 | 0 | 0 | 0 | 0 | 0 | 0 | 0 | 0 | 0 | 0 | 0 | 0 | 0 | 0 | 0 | 0 | 0 | 0 | 0 | 0 | 0 | 0 | 0 | 0 | 0 | 0 | 0 | 0 | 0 | 0 | 0 | 0 | 0 | 0 | 0 | 0 | 0 | 0 | 0 | 0 | 0 | 0 | 0 | 0 | 0 | 0 | 0 | 0 | 0 | 0 | 0 | 0 | 0 | 0 | 0 | 0 | 0 | 0 | 0 | 0 | 0 | 0 | 0 | 0 | 0 | 0 | 0 | 0 | 0 | 0 | 0 | 0 | 0 | 0 | 0 | 0 | 0 | 0 | 0 | 0 | 0 | 0 | 0 | 0 | 0 | 0 | 0 | 0 | 0 | 0 | 0 | 0 | 0 | 0 | 0 | 0 | 0 | 0 | 0 | 0 | 0 | 0 | 0 | 0 | 0 | 0 | 0 | 0 | 0 | 0 | 0 | 0 | 0 | 0 | 0 | 0 | 0 | 0 | 0 | 0 | 0 | 0 | 0 | 0 | 0 | 0 | 0 | 0 | 0 | 0 | 0 | 0 | 0 | 0 | 0 | 0 | 0 | 0 | 0 | 0 | 0 | 0 | 0 | 0 | 0 | 0 | 0 | 0 | 0 | 0 | 0 | 0 | 0 | 0 | 0 | 0 | 0 | 0 | 0 | 0 | 0 | 0 | 0 | 0 | 0 | 0 | 0 | 0 | 0 | 0 | 0 | 0 | 0 | 0 | 0 | 0 | 0 | 0 | 0 | 0 | 0 | 0 | 0 | 0 | 0 | 0 | 0 | 0 | 0 | 0 | 0 | 0 | 0 | 0 | 0 | 0 | 0 | 0 | 0 | 0 | 0 | 0 | 0 | 0 | 0 | 0 | 0 | 0 | 0 | 0 | 0 | 0 | 0 | 0 | 0 | 0 | 0 | 0 | 0 | 0 | 0 | 0 | 0 | 0 | 0 | 0 | 0 | 0 | 0 | 0 | 0 | 0 | 0 | 0 | 0 | 0 | 0 | 0 | 0 | 0 | 0 | 0 | 0 | 0 | 0 | 0 | 0 | 0 | 0 | 0 | 0 | 0 | 0 | 0 | 0 | 0 | 0 | 0 | 0 | 0 | 0 | 0 | 0 | 0 | 0 | 0 | 0 | 0 | 0 | 0 | 0 | 0 | 0 | 0 | 0 | 0 | 0 | 0 | 0 | 0 | 0 | 0 | 0 | 0 | 0 | 0 | 0 | 0 | 0 | 0 | 0 | 0 | 0 | 0 | 0 | 0 | 0 | 0 | 0 | 0 | 0 | 0 | 0 | 0 | 0 | 0 | 0 | 0 | 0 | 0 | 0 | 0 | 0 | 0 | 0 | 0 | 0 | 0 | 0 | 0 | 0 | 0 | 0 | 0 | 0 | 0 | 0 | 0 | 0 | 0 | 0 | 0 | 0 | 0 | 0 | 0 | 0 | 0 | 0 | 0 | 0 | 0 | 0 | 0 | 0 | 0 | 0 | 0 | 0 | 0 | 0 | 0 | 0 | 0 | 0 | 0 | 0 | 0 | 0 | 0 | 0 | 0 | 0 | 0 | 0 | 0 | 0 | 0 | 0 | 0 | 0 | 0 | 0 | 0 | 0 | 0 | 0 | 0 | 0 | 0 | 0 | 0 | 0 | 0 | 0 | 0 | 0 | 0 | 0 | 0 | 0 | 0 | 0 | 0 | 0 | 0 | 0 | 0 | 0 | 0 | 0 | 0 | 0 | 0 | 0 | 0 | 0 | 0 | 0 | 0 | 0 | 0 | 0 | 0 | 0 | 0 | 0 | 0 | 0 | 0 | 0 | 0 | 0 | 0 | 0 | 0 | 0 | 0 | 0 | 0 | 0 | 0 | 0 | 0 | 0 | 0 | 0 | 0 | 0 | 0 | 0 | 0 | 0 | 0 | 0 | 0 | 0 | 0 | 0 | 0 | 0 | 0 | 0 | 0 | 0 | 0 | 0 | 0 | 0 | 0 | 0 | 0 | 0 | 0 | 0 | 0 | 0 | 0 | 0 | 0 | 0 | 0 | 0 | 0 | 0 | 0 | 0 | 0 | 0 | 0 | 0 | 0 | 0 | 0 | 0 | 0 | 0 | 0 | 0 | 0 | 0 | 0 | 0 | 0 | 0 | 0 | 0 | 0 | 0 | 0 | 0 | 0 | 0 | 0 | 0 | 0 | 0 | 0 | 0 | 0 | 0 | 0 | 0 | 0 | 0 | 0 | 0 | 0 | 0 | 0 | 0 | 0 | 0 | 0 | 0 | 0 | 0 | 0 | 0 | 0 | 0 | 0 | 0 | 0 | 0 | 0 | 0 | 0 | 0 | 0 | 0 | 0 | 0 | 0 | 0 | 0 | 0 | 0 | 0 | 0 | 0 | 0 | 0 | 0 | 0 | 0 | 0 | 0 | 0 | 0 | 0 | 0 | 0 | 0 | 0 | 0 | 0 | 0 | 0 | 0 | 0 | 0 | 0 | 0 | 0 | 0 | 0 | 0 | 0 | 0 | 0 | 0 | 0 | 0 | 0 | 0 | 0 | 0 | 0 | 0 | 0 | 0 | 0 | 0 | 0 | 0 | 0 | 0 | 0 | 0 | 0 | 0 | 0 | 0 | 0 | 0 | 0 | 0 | 0 | 0 | 0 | 0 | 0 | 0 | 0 | 0 | 0 | 0 | 0 | 0 | 0 | 0 | 0 | 0 | 0 | 0 | 0 | 0 | 0 | 0 | 0 | 0 | 0 | 0 | 0 | 0 | 0 | 0 | 0 | 0 | 0 | 0 | 0 | 0 | 0 | 0 | 0 | 0 | 0 | 0 | 0 | 0 | 0 | 0 | 0 | 0 | 0 | 0 | 0 | 0 | 0 | 0 | 0 | 0 | 0 | 0 | 0 | 0 | 0 | 0 | 0 | 0 | 0 | 0 | 0 | 0 | 0 | 0 | 0 | 0 | 0 | 0 | 0 | 0 | 0 | 0 | 0 | 0 | 0 | 0 | 0 | 0 | 0 | 0 | 0 | 0 | 0 | 0 | 0 | 0 | 0 | 0 | 0 | 0 | 0 | 0 | 0 | 0 | 0 | 0 | 0 | 0 | 0 | 0 | 0 | 0 | 0 | 0 | 0 | 0 | 0 | 0 | 0 | 0 | 0 | 0 | 0 | 0 | 0 | 0 | 0 | 0 | 0 | 0 | 0 | 0 | 0 | 0 | 0 | 0 | 0 | 0 | 0 | 0 | 0 | 0 | 0 | 0 | 0 | 0 | 0 | 0 | 0 | 0 | 0 | 0 | 0 | 0 | 0 | 0 | 0 | 0 | 0 | 0 | 0 | 0 | 0 | 0 | 0 | 0 | 0 | 0 | 0 | 0 | 0 | 0 | 0 | 0 | 0 | 0 | 0 | 0 | 0 | 0 | 0 | 0 | 0 | 0 | 0 | 0 | 0 | 0 | 0 | 0 | 0 | 0 | 0 | 0 | 0 | 0 | 0 | 0 | 0 | 0 | 0 | 0 | 0 | 0 | 0 | 0 | 0 | 0 | 0 | 0 | 0 | 0 | 0 | 0 | 0 | 0 | 0 | 0 | 0 | 0 | 0 | 0 | 0 | 0 | 0 | 0 | 0 | 0 | 0 | 0 | 0 | 0 | 0 | 0 | 0 | 0 | 0 | 0 | 0 | 0 | 0 | 0 | 0 | 0 | 0 | 0 | 0 | 0 | 0 | 0 | 0 | 0 | 0 | 0 | 0 | 0 | 0 | 0 | 0 | 0 | 0 | 0 | 0 | 0 | 0 | 0 | 0 | 0 | 0 | 0 | 0 | 0 | 0 | 0 | 0 | 0 | 0 | 0 | 0 | 0 | 0 | 0 | 0 | 0 | 0 | 0 | 0 | 0 | 0 | 0 | 0 | 0 | 0 | 0 | 0 | 0 | 0 | 0 | 0 | 0 | 0 | 0 | 0 | 0 | 0 | 0 | 0 | 0 | 0 | 0 | 0 | 0 | 0 | 0 | 0 | 0 | 0 | 0 | 0 | 0 | 0 | 0 | 0 | 0 | 0 | 0 | 0 | 0 | 0 | 0 | 0 | 0 | 0 | 0 | 0 | 0 | 0 | 0 | 0 | 0 | 0 | 0 | 0 | 0 | 0 | 0 | 0 | 0 | 0 | 0 | 0 | 0 | 0 | 0 | 0 | 0 | 0 | 0 | 0 | 0 | 0 | 0 | 0 | 0 | 0 | 0 | 0 | 0 | 0 | 0 | 0 | 0 | 0 | 0 | 0 | 0 | 0 | 0 | 0 | 0 | 0 | 0 | 0 | 0 | 0 | 0 | 0 | 0 | 0 | 0 | 0 | 0 | 0 | 0 | 0 | 0 | 0 | 0 | 0 | 0 | 0 | 0 | 0 | 0 | 0 | 0 | 0 | 0 | 0 | 0 | 0 | 0 | 0 | 0 | 0 | 0 | 0 | 0 | 0 | 0 | 0 | 0 | 0 | 0 | 0 | 0 | 0 | 0 | 0 | 0 | 0 | 0 | 0 | 0 | 0 | 0 | 0 | 0 | 0 | 0 | 0 | 0 | 0 | 0 | 0 | 0 | 0 | 0 | 0 | 0 | 0 | 0 | 0 | 0 | 0 | 0 | 0 | 0 | 0 | 0 | 0 | 0 | 0 | 0 | 0 | 0 | 0 | 0 | 0 | 0 | 0 | 0 | 0 | 0 | 0 | 0 | 0 | 0 | 0 | 0 | 0 | 0 | 0 | 0 | 0 | 0 | 0 | 0 | 0 | 0 | 0 | 0 | 0 | 0 | 0 | 0 | 0 | 0 | 0 | 0 | 0 | 0 | 0 | 0 | 0 | 0 | 0 | 0 | 0 | 0 | 0 | 0 | 0 | 0 | 0 | 0 | 0 | 0 | 0 | 0 | 0 | 0 | 0 | 0 | 0 | 0 | 0 | 0 | 0 | 0 | 0 | 0 | 0 | 0 | 0 | 0 | 0 | 0 | 0 | 0 | 0 | 0 | 0 | 0 | 0 | 0 | 0 | 0 | 0 | 0 | 0 | 0 | 0 | 0 | 0 | 0 | 0 | 0 | 0 | 0 | 0 | 0 | 0 | 0 | 0 | 0 | 0 | 0 | 0 | 0 | 0 | 0 | 0 | 0 | 0 | 0 | 0 | 0 | 0 | 0 | 0 | 0 | 0 | 0 | 0 | 0 | 0 | 0 | 0 | 0 | 0 | 0 | 0 | 0 | 0 | 0 | 0 | 0 | 0 | 0 | 0 | 0 | 0 | 0 | 0 | 0 | 0 | 0 | 0 | 0 | 0 | 0 | 0 | 0 | 0 | 0 | 0 | 0 | 0 | 0 | 0 | 0 | 0 | 0 | 0 | 0 | 0 | 0 | 0 | 0 | 0 | 0 | 0 | 0 | 0 | 0 | 0 | 0 | 0 | 0 | 0 | 0 | 0 | 0 | 0 | 0 | 0 | 0 | 0 | 0 | 0 | 0 | 0 | 0 | 0 | 0 | 0 | 0 | 0 | 0 | 0 | 0 | 0 | 0 | 0 | 0 | 0 | 0 | 0 | 0 | 0 | 0 | 0 | 0 | 0 | 0 | 0 | 0 | 0 | 0 | 0 | 0 | 0 | 0 | 0 | 0 | 0 | 0 | 0 | 0 | 0 | 0 | 0 | 0 | 0 | 0 | 0 | 0 | 0 | 0 | 0 | 0 | 0 | 0 | 0 | 0 | 0 | 0 | 0 | 0 | 0 | 0 | 0 | 0 | 0 | 0 | 0 | 0 | 0 | 0 | 0 | 0 | 0 | 0 | 0 | 0 | 0 | 0 | 0 | 0 | 0 | 0 | 0 | 0 | 0 | 0 | 0 | 0 | 0 | 0 | 0 | 0 | 0 | 0 | 0 | 0 | 0 | 0 | 0 | 0 | 0 | 0 | 0 | 0 | 0 | 0 | 0 | 0 | 0 | 0 | 0 | 0 | 0 | 0 | 0 | 0 | 0 | 0 | 0 | 0 | 0 | 0 | 0 | 0 | 0 | 0 | 0 | 0 | 0 | 0 | 0 | 0 | 0 | 0 | 0 | 0 | 0 | 0 | 0 | 0 | 0 | 0 | 0 | 0 | 0 | 0 | 0 | 0 | 0 | 0 | 0 | 0 | 0 | 0 | 0 | 0 | 0 | 0 | 0 | 0 | 0 | 0 | 0 | 0 | 0 | 0 | 0 | 0 | 0 | 0 | 0 | 0 | 0 | 0 | 0 | 0 | 0 | 0 | 0 | 0 | 0 | 0 | 0 | 0 | 0 | 0 | 0 | 0 | 0 | 0 | 0 | 0 | 0 | 0 | 0 | 0 | 0 | 0 | 0 | 0 | 0 | 0 | 0 | 0 | 0 | 0 | 0 | 0 | 0 | 0 | 0 | 0 | 0 | 0 | 0 | 0 | 0 | 0 | 0 | 0 | 0 | 0 | 0 | 0 | 0 | 0 | 0 | 0 | 0 | 0 | 0 | 0 | 0 | 0 | 0 | 0 | 0 | 0 | 0 | 0 | 0 | 0 | 0 | 0 | 0 | 0 | 0 | 0 | 0 | 0 | 0 | 0 | 0 | 0 | 0 | 0 | 0 | 0 | 0 | 0 | 0 | 0 | 0 | 0 | 0 | 0 | 0 | 0 | 0 | 0 | 0 | 0 | 0 | 0 | 0 | 0 | 0 | 0 | 0 | 0 | 0 | 0 | 0 | 0 | 0 | 0 | 0 | 0 | 0 | 0 | 0 | 0 | 0 | 0 | 0 | 0 | 0 | 0 | 0 | 0 | 0 | 0 | 0 | 0 | 0 | 0 | 0 | 0 | 0 | 0 | 0 | 0 | 0 | 0 | 0 | 0 | 0 | 0 | 0 | 0 | 0 | 0 | 0 | 0 | 0 | 0 | 0 | 0 | 0 | 0 | 0 | 0 | 0 | 0 | 0 | 0 | 0 | 0 | 0 | 0 | 0 | 0 | 0 | 0 | 0 | 0 | 0 | 0 | 0 | 0 | 0 | 0 | 0 | 0 | 0 | 0 | 0 | 0 | 0 | 0 | 0 | 0 | 0 | 0 | 0 | 0 | 0 | 0 | 0 | 0 | 0 | 0 | 0 | 0 | 0 | 0 | 0 | 0 | 0 | 0 | 0 | 0 | 0 | 0 | 0 | 0 | 0 | 0 | 0 | 0 | 0 | 0 | 0 | 0 | 0 | 0 | 0 | 0 | 0 | 0 | 0 | 0 | 0 | 0 | 0 | 0 | 0 | 0 | 0 | 0 | 0 | 0 | 0 | 0 | 0 | 0 | 0 | 0 | 0 | 0 | 0 | 0 | 0 | 0 | 0 | 0 | 0 | 0 | 0 | 0 | 0 | 0 | 0 | 0 | 0 | 0 | 0 | 0 | 0 | 0 | 0 | 0 | 0 | 0 | 0 | 0 | 0 | 0 | 0 | 0 | 0 | 0 | 0 | 0 | 0 | 0 | 0 | 0 | 0 | 0 | 0 | 0 | 0 | 0 | 0 | 0 | 0 | 0 | 0 | 0 | 0 | 0 | 0 | 0 | 0 | 0 | 0 | 0 | 0 | 0 | 0 | 0 | 0 | 0 | 0 | 0 | 0 | 0 | 0 | 0 | 0 | 0 | 0 | 0 | 0 | 0 | 0 | 0 | 0 | 0 | 0 | 0 | 0 | 0 | 0 | 0 | 0 | 0 | 0 | 0 | 0 | 0 | 0 | 0 | 0 | 0 | 0 | 0 | 0 | 0 | 0 | 0 | 0 | 0 | 0 | 0 | 0 | 0 | 0 | 0 | 0 | 0 | 0 | 0 | 0 | 0 | 0 | 0 | 0 | 0 | 0 | 0 | 0 | 0 | 0 | 0 | 0 | 0 | 0 | 0 | 0 | 0 | 0 | 0 | 0 | 0 | 0 | 0 | 0 | 0 | 0 | 0 | 0 | 0 | 0 | 0 | 0 | 0 | 0 | 0 | 0 | 0 | 0 | 0 | 0 | 0 | 0 | 0 | 0 | 0 | 0 | 0 | 0 | 0 | 0 | 0 | 0 | 0 | 0 | 0 | 0 | 0 | 0 | 0 | 0 | 0 | 0 | 0 | 0 | 0 | 0 | 0 | 0 | 0 | 0 | 0 | 0 | 0 | 0 | 0 | 0 | 0 | 0 | 0 | 0 | 0 | 0 | 0 | 0 | 0 | 0 | 0 | 0 | 0 | 0 | 0 | 0 | 0 | 0 | 0 | 0 | 0 | 0 | 0 | 0 | 0 | 0 | 0 | 0 | 0 | 0 | 0 | 0 | 0 | 0 | 0 | 0 | 0 | 0 | 0 | 0 | 0 | 0 | 0 | 0 | 0 | 0 | 0 | 0 | 0 | 0 | 0 | 0 | 0 | 0 | 0 | 0 | 0 | 0 | 0 | 0 | 0 | 0 | 0 | 0 | 0 | 0 | 0 | 0 | 0 | 0 | 0 | 0 | 0 | 0 | 0 | 0 | 0 | 0 | 0 | 0 | 0 | 0 | 0 | 0 | 0 | 0 | 0 | 0 | 0 | 0 | 0 | 0 | 0 | 0 | 0 | 0 | 0 | 0 | 0 | 0 | 0 | 0 | 0 | 0 | 0 | 0 | 0 | 0 | 0 | 0 | 0 | 0 | 0 | 0 | 0 | 0 | 0 | 0 | 0 | 0 | 0 | 0 | 0 | 0 | 0 | 0 | 0 | 0 | 0 | 0 | 0 | 0 | 0 | 0 | 0 | 0 | 0 | 0 | 0 | 0 | 0 | 0 | 0 | 0 | 0 | 0 | 0 | 0 | 0 | 0 | 0 | 0 | 0 | 0 | 0 | 0 | 0 | 0 | 0 | 0 | 0 | 0 | 0 | 0 | 0 | 0 | 0 | 0 | 0 | 0 | 0 | 0 | 0 | 0 | 0 | 0 | 0 | 0 | 0 | 0 | 0 | 0 | 0 | 0 | 0 | 0 | 0 | 0 | 0 | 0 | 0 | 0 | 0 | 0 | 0 | 0 | 0 | 0 | 0 | 0 | 0 | 0 | 0 | 0 | 0 | 0 | 0 | 0 | 0 | 0 | 0 | 0 | 0 | 0 | 0 | 0 | 0 | 0 | 0 | 0 | 0 | 0 | 0 | 0 | 0 | 0 | 0 | 0 | 0 | 0 | 0 | 0 | 0 | 0 | 0 | 0 | 0 | 0 | 0 | 0 | 0 | 0 | 0 | 0 | 0 | 0 | 0 | 0 | 0 | 0 | 0 | 0 | 0 | 0 | 0 | 0 | 0 | 0 | 0 | 0 | 0 | 0 | 0 | 0 | 0 | 0 | 0 | 0 | 0 | 0 | 0 | 0 | 0 | 0 | 0 | 0 | 0 | 0 | 0 | 0 | 0 | 0 | 0 | 0 | 0 | 0 | 0 | 0 | 0 | 0 | 0 | 0 | 0 | 0 | 0 | 0 | 0 | 0 | 0 | 0 | 0 | 0 | 0 | 0 | 0 | 0 | 0 | 0 | 0 | 0 | 0 | 0 | 0 | 0 | 0 | 0 | 0 | 0 | 0 | 0 | 0 | 0 | 0 | 0 | 0 | 0 | 0 | 0 | 0 | 0 | 0 | 0 | 0 | 0 | 0 | 0 | 0 | 0 | 0 | 0 | 0 | 0 | 0 | 0 | 0 | 0 | 0 | 0 | 0 | 0 | 0 | 0 | 0 | 0 | 0 | 0 | 0 | 0 | 0 | 0 | 0 | 0 | 0 | 0 | 0 | 0 | 0 | 0 | 0 | 0 | 0 | 0 | 0 | 0 | 0 | 0 | 0 | 0 | 0 | 0 | 0 | 0 | 0 | 0 | 0 | 0 | 0 | 0 | 0 | 0 | 0 | 0 | 0 | 0 | 0 | 0 | 0 | 0 | 0 | 0 | 0 | 0 | 0 | 0 | 0 | 0 | 0 | 0 | 0 | 0 | 0 | 0 | 0 | 0 | 0 | 0 | 0 | 0 | 0 | 0 | 0 | 0 | 0 | 0 | 0 | 0 | 0 | 0 | 0 | 0 | 0 | 0 | 0 | 0 | 0 | 0 | 0 | 0 | 0 | 0 | 0 | 0 | 0 | 0 | 0 | 0 | 0 | 0 | 0 | 0 | 0 | 0 | 0 | 0 | 0 | 0 | 0 | 0 | 0 | 0 | 0 | 0 | 0 | 0 | 0 | 0 | 0 | 0 | 0 | 0 | 0 | 0 | 0 | 0 | 0 | 0 | 0 | 0 | 0 | 0 | 0 | 0 | 0 | 0 | 0 | 0 | 0 | 0 | 0 | 0 | 0 | 0 | 0 | 0 | 0 | 0 | 0 | 0 | 0 | 0 | 0 | 0 | 0 | 0 | 0 | 0 | 0 | 0 | 0 | 0 | 0 | 0 | 0 | 0 | 0 | 0 | 0 | 0 | 0 | 0 | 0 | 0 | 0 | 0 | 0 | 0 | 0 | 0 | 0 | 0 | 0 | 0 | 0 | 0 | 0 | 0 | 0 | 0 | 0 | 0 | 0 | 0 | 0 | 0 | 0 | 0 | 0 | 0 | 0 | 0 | 0 | 0 | 0 | 0 | 0 | 0 | 0 | 0 | 0 | 0 | 0 | 0 | 0 | 0 | 0 | 0 | 0 | 0 | 0 | 0 | 0 | 0 | 0 | 0 | 0 | 0 | 0 | 0 | 0 | 0 | 0 | 0 | 0 | 0 | 0 | 0 | 0 | 0 | 0 | 0 | 0 | 0 | 0 | 0 | 0 | 0 | 0 | 0 | 0 | 0 | 0 | 0 | 0 | 0 | 0 | 0 | 0 | 0 | 0 | 0 | 0 | 0 | 0 | 0 | 0 | 0 | 0 | 0 | 0 | 0 | 0 | 0 | 0 | 0 | 0 | 0 | 0 | 0 | 0 | 0 | 0 | 0 | 0 | 0 | 0 | 0 | 0 | 0 | 0 | 0 | 0 | 0 | 0 | 0 | 0 | 0 | 0 | 0 | 0 | 0 | 0 | 0 | 0 | 0 | 0 | 0 | 0 | 0 | 0 | 0 | 0 | 0 | 0 | 0 | 0 | 0 | 0 | 0 | 0 | 0 | 0 | 0 | 0 | 0 | 0 | 0 | 0 | 0 | 0 | 0 | 0 | 0 | 0 | 0 | 0 | 0 | 0 | 0 | 0 | 0 | 0 | 0 | 0 | 0 | 0 | 0 | 0 | 0 | 0 | 0 | 0 | 0 | 0 | 0 | 0 | 0 | 0 | 0 | 0 | 0 | 0 | 0 | 0 | 0 | 0 | 0 | 0 | 0 | 0 | 0 | 0 | 0 | 0 | 0 | 0 | 0 | 0 | 0 | 0 | 0 | 0 | 0 | 0 | 0 | 0 | 0 | 0 | 0 | 0 | 0 | 0 | 0 | 0 | 0 | 0 | 0 | 0 | 0 | 0 | 0 | 0 | 0 | 0 | 0 | 0 | 0 | 0 | 0 | 0 | 0 | 0 | 0 | 0 | 0 | 0 | 0 | 0 | 0 | 0 | 0 | 0 | 0 | 0 | 0 | 0 | 0 | 0 | 0 | 0 | 0 | 0 | 0 | 0 | 0 | 0 | 0 | 0 | 0 | 0 | 0 | 0 | 0 | 0 | 0 | 0 | 0 | 0 | 0 | 0 | 0 | 0 | 0 | 0 | 0 | 0 | 0 | 0 | 0 | 0 | 0 | 0 | 0 | 0 | 0 | 0 | 0 | 0 | 0 | 0 | 0 | 0 | 0 | 0 | 0 | 0 | 0 | 0 | 0 | 0 | 0 | 0 | 0 | 0 | 0 | 0 | 0 | 0 | 0 | 0 | 0 | 0 | 0 | 0 | 0 | 0 | 0 | 0 | 0 | 0 | 0 | 0 | 0 | 0 | 0 | 0 | 0 | 0 | 0 | 0 | 0 | 0 | 0 | 0 | 0 | 0 | 0 | 0 | 0 | 0 | 0 | 0 | 0 | 0 | 0 | 0 | 0 | 0 | 0 | 0 | 0 | 0 | 0 | 0 | 0 | 0 | 0 | 0 | 0 | 0 | 0 | 0 | 0 | 0 | 0 | 0 | 0 | 0 | 0 | 0 | 0 | 0 | 0 | 0 | 0 | 0 | 0 | 0 | 0 | 0 | 0 | 0 | 0 | 0 | 0 | 0 | 0 | 0 | 0 | 0 | 0 | 0 | 0 | 0 | 0 | 0 | 0 | 0 | 0 | 0 | 0 | 0 | 0 | 0 | 0 | 0 | 0 | 0 | 0 | 0 | 0 | 0 | 0 | 0 | 0 | 0 | 0 | 0 | 0 | 0 | 0 | 0 | 0 | 0 | 0 | 0 | 0 | 0 | 0 | 0 | 0 | 0 | 0 | 0 | 0 | 0 | 0 | 0 | 0 | 0 | 0 | 0 | 0 | 0 | 0 | 0 | 0 | 0 | 0 | 0 | 0 | 0 | 0 | 0 | 0 | 0 | 0 | 0 | 0 | 0 | 0 | 0 | 0 | 0 | 0 | 0 | 0 | 0 | 0 | 0 | 0 | 0 | 0 | 0 | 0 | 0 | 0 | 0 | 0 | 0 | 0 | 0 | 0 | 0 | 0 | 0 | 0 | 0 | 0 | 0 | 0 | 0 | 0 | 0 | 0 | 0 | 0 | 0 | 0 | 0 | 0 | 0 | 0 | 0 | 0 | 0 | 0 | 0 | 0 | 0 | 0 | 0 | 0 | 0 | 0 | 0 | 0 | 0 | 0 | 0 | 0 | 0 | 0 | 0 | 0 | 0 | 0 | 0 | 0 | 0 | 0 | 0 | 0 | 0 | 0 | 0 | 0 | 0 | 0 | 0 | 0 | 0 | 0 | 0 | 0 | 0 | 0 | 0 | 0 | 0 | 0 | 0 | 0 | 0 | 0 | 0 | 0 | 0 | 0 | 0 | 0 | 0 | 0 | 0 | 0 | 0 | 0 | 0 | 0 | 0 | 0 | 0 | 0 | 0 | 0 | 0 | 0 | 0 | 0 | 0 | 0 | 0 | 0 | 0 | 0 | 0 | 0 | 0 | 0 | 0 | 0 | 0 | 0 | 0 | 0 | 0 | 0 | 0 | 0 | 0 | 0 | 0 | 0 | 0 | 0 | 0 | 0 | 0 | 0 | 0 | 0 | 0 | 0 | 0 | 0 | 0 | 0 | 0 | 0 | 0 | 0 | 0 | 0 | 0 | 0 | 0 | 0 | 0 | 0 | 0 | 0 | 0 | 0 | 0 | 0 | 0 | 0 | 0 | 0 | 0 | 0 | 0 | 0 | 0 | 0 | 0 | 0 | 0 | 0 | 0 | 0 | 0 | 0 | 0 | 0 | 0 | 0 | 0 | 0 | 0 | 0 | 0 | 0 | 0 | 0 | 0 | 0 | 0 | 0 | 0 | 0 | 0 | 0 | 0 | 0 | 0 | 0 | 0 | 0 | 0 | 0 | 0 | 0 | 0 | 0 | 0 | 0 | 0 | 0 | 0 | 0 | 0 | 0 | 0 | 0 | 0 | 0 | 0 | 0 | 0 | 0 | 0 | 0 | 0 | 0 | 0 | 0 | 0 | 0 | 0 | 0 | 0 | 0 | 0 | 0 | 0 | 0 | 0 | 0 | 0 | 0 | 0 | 0 | 0 | 0 | 0 | 0 | 0 | 0 | 0 | 0 | 0 | 0 | 0 | 0 | 0 | 0 | 0 | 0 | 0 | 0 | 0 | 0 | 0 | 0 | 0 | 0 | 0 | 0 | 0 | 0 | 0 | 0 | 0 | 0 | 0 | 0 | 0 | 0 | 0 | 0 | 0 | 0 | 0 | 0 | 0 | 0 | 0 | 0 | 0 | 0 | 0 | 0 | 0 | 0 | 0 | 0 | 0 | 0 | 0 | 0 | 0 | 0 | 0 | 0 | 0 | 0 | 0 | 0 | 0 | 0 | 0 | 0 | 0 | 0 | 0 | 0 | 0 | 0 | 0 | 0 | 0 | 0 | 0 | 0 | 0 | 0 | 0 | 0 | 0 | 0 | 0 | 0 | 0 | 0 | 0 | 0 | 0 | 0 | 0 | 0 | 0 | 0 | 0 | 0 | 0 | 0 | 0 | 0 | 0 | 0 | 0 | 0 | 0 | 0 | 0 | 0 | 0 | 0 | 0 | 0 | 0 | 0 | 0 | 0 | 0 | 0 | 0 | 0 | 0 | 0 | 0 | 0 | 0 | 0 | 0 | 0 | 0 | 0 | 0 | 0 | 0 | 0 | 0 | 0 | 0 | 0 | 0 | 0 | 0 | 0 | 0 | 0 | 0 | 0 | 0 | 0 | 0 | 0 | 0 | 0 | 0 | 0 | 0 | 0 | 0 | 0 | 0 | 0 | 0 | 0 | 0 | 0 | 0 | 0 | 0 | 0 | 0 | 0 | 0 | 0 | 0 | 0 | 0 | 0 | 0 | 0 | 0 | 0 | 0 | 0 | 0 | 0 | 0 | 0 | 0 | 0 | 0 | 0 | 0 | 0 | 0 | 0 | 0 | 0 | 0 | 0 | 0 | 0 | 0 | 0 | 0 | 0 | 0 | 0 | 0 | 0 | 0 | 0 | 0 | 0 | 0 | 0 | 0 | 0 | 0 | 0 | 0 | 0 | 0 | 0 | 0 | 0 | 0 | 0 | 0 | 0 | 0 | 0 | 0 | 0 | 0 | 0 | 0 | 0 | 0 | 0 | 0 | 0 | 0 | 0 | 0 | 0 | 0 | 0 | 0 | 0 | 0 | 0 | 0 | 0 | 0 | 0 | 0 | 0 | 0 | 0 | 0 | 0 | 0 | 0 | 0 | 0 | 0 | 0 | 0 | 0 | 0 | 0 | 0 | 0 | 0 | 0 | 0 | 0 | 0 | 0 | 0 | 0 | 0 | 0 | 0 | 0 | 0 | 0 | 0 | 0 | 0 | 0 | 0 | 0 | 0 | 0 | 0 | 0 | 0 | 0 | 0 | 0 | 0 | 0 | 0 | 0 | 0 | 0 | 0 | 0 | 0 | 0 | 0 | 0 | 0 | 0 | 0 | 0 | 0 | 0 | 0 | 0 | 0 | 0 | 0 | 0 | 0 | 0 | 0 | 0 | 0 | 0 | 0 | 0 | 0 | 0 | 0 | 0 | 0 | 0 | 0 | 0 | 0 | 0 | 0 | 0 | 0 | 0 | 0 | 0 | 0 | 0 | 0 | 0 | 0 | 0 | 0 | 0 | 0 | 0 | 0 | 0 | 0 | 0 | 0 | 0 | 0 | 0 | 0 | 0 | 0 | 0 | 0 | 0 | 0 | 0 | 0 | 0 | 0 | 0 | 0 | 0 | 0 | 0 | 0 | 0 | 0 | 0 | 0 | 0 | 0 | 0 | 0 | 0 | 0 | 0 | 0 | 0 | 0 | 0 | 0 | 0 | 0 | 0 | 0 | 0 | 0 | 0 | 0 | 0 | 0 | 0 | 0 | 0 | 0 | 0 | 0 | 0 | 0 | 0 | 0 | 0 | 0 | 0 | 0 | 0 | 0 | 0 | 0 | 0 | 0 | 0 | 0 | 0 | 0 | 0 | 0 | 0 | 0 | 0 | 0 | 0 | 0 | 0 | 0 | 0 | 0 | 0 | 0 | 0 | 0 | 0 | 0 | 0 | 0 | 0 | 0 | 0 | 0 | 0 | 0 | 0 | 0 | 0 | 0 | 0 | 0 | 0 | 0 | 0 | 0 | 0 | 0 | 0 | 0 | 0 | 0 | 0 | 0 | 0 | 0 | 0 | 0 | 0 | 0 | 0 | 0 | 0 | 0 | 0 | 0 | 0 | 0 | 0 | 0 | 0 | 0 | 0 | 0 | 0 | 0 | 0 | 0 | 0 | 0 | 0 | 0 | 0 | 0 | 0 | 0 | 0 | 0 | 0 | 0 | 0 | 0 | 0 | 0 | 0 | 0 | 0 | 0 | 0 | 0 | 0 | 0 | 0 | 0 | 0 | 0 | 0 | 0 | 0 | 0 | 0 | 0 | 0 | 0 | 0 | 0 | 0 | 0 | 0 | 0 | 0 | 0 | 0 | 0 | 0 | 0 | 0 | 0 | 0 | 0 | 0 | 0 | 0 | 0 | 0 | 0 | 0 | 0 | 0 | 0 | 0 | 0 | 0 | 0 | 0 | 0 | 0 | 0 | 0 | 0 | 0 | 0 | 0 | 0 | 0 | 0 | 0 | 0 | 0 | 0 | 0 | 0 | 0 | 0 | 0 | 0 | 0 | 0 | 0 | 0 | 0 | 0 | 0 | 0 | 0 | 0 | 0 | 0 | 0 | 0 | 0 | 0 | 0 | 0 | 0 | 0 | 0 | 0 | 0 | 0 | 0 | 0 | 0 | 0 | 0 | 0 | 0 | 0 | 0 | 0 | 0 | 0 | 0 | 0 | 0 | 0 | 0 | 0 | 0 | 0 | 0 | 0 | 0 | 0 | 0 | 0 | 0 | 0 | 0 | 0 | 0 | 0 | 0 | 0 | 0 | 0 | 0 | 0 | 0 | 0 | 0 | 0 | 0 | 0 | 0 | 0 | 0 | 0 | 0 | 0 | 0 | 0 | 0 | 0 | 0 | 0 | 0 | 0 | 0 | 0 | 0 | 0 | 0 | 0 | 0 | 0 | 0 | 0 | 0 | 0 | 0 | 0 | 0 | 0 | 0 | 0 | 0 | 0 | 0 | 0 | 0 | 0 | 0 | 0 | 0 | 0 | 0 | 0 | 0 | 0 | 0 | 0 | 0 | 0 | 0 | 0 | 0 | 0 | 0 | 0 | 0 | 0 | 0 | 0 | 0 | 0 | 0 | 0 | 0 | 0 | 0 | 0 | 0 | 0 | 0 | 0 | 0 | 0 | 0 | 0 | 0 | 0 | 0 | 0 | 0 | 0 | 0 | 0 | 0 | 0 | 0 | 0 | 0 | 0 | 0 | 0 | 0 | 0 | 0 | 0 | 0 | 0 | 0 | 0 | 0 | 0 | 0 | 0 | 0 | 0 | 0 | 0 | 0 | 0 | 0 | 0 | 0 | 0 | 0 | 0 | 0 | 0 | 0 | 0 | 0 | 0 | 0 | 0 | 0 | 0 | 0 | 0 | 0 | 0 | 0 | 0 | 0 | 0 | 0 | 0 | 0 | 0 | 0 | 0 | 0 | 0 | 0 | 0 | 0 | 0 | 0 | 0 | 0 | 0 | 0 | 0 | 0 | 0 | 0 | 0 | 0 | 0 | 0 | 0 | 0 | 0 | 0 | 0 | 0 | 0 | 0 | 0 | 0 | 0 | 0 | 0 | 0 | 0 | 0 | 0 | 0 | 0 | 0 | 0 | 0 | 0 | 0 | 0 | 0 | 0 | 0 | 0 | 0 | 0 | 0 | 0 | 0 | 0 | 0 | 0 | 0 | 0 | 0 | 0 | 0 | 0 | 0 | 0 | 0 | 0 | 0 | 0 | 0 | 0 | 0 | 0 | 0 | 0 | 0 | 0 | 0 | 0 | 0 | 0 | 0 | 0 | 0 | 0 | 0 | 0 | 0 | 0 | 0 | 0 | 0 | 0 | 0 | 0 | 0 | 0 | 0 | 0 | 0 | 0 | 0 | 0 | 0 | 0 | 0 | 0 | 0 | 0 | 0 | 0 | 0 | 0 | 0 | 0 | 0 | 0 | 0 | 0 | 0 | 0 | 0 | 0 | 0 | 0 | 0 | 0 | 0 | 0 | 0 | 0 | 0 | 0 | 0 | 0 | 0 | 0 | 0 | 0 | 0 | 0 | 0 | 0 | 0 | 0 | 0 | 0 | 0 | 0 | 0 | 0 | 0 | 0 | 0 | 0 | 0 | 0 | 0 | 0 | 0 | 0 | 0 | 0 | 0 | 0 | 0 | 0 | 0 | 0 | 0 | 0 | 0 | 0 | 0 | 0 | 0 | 0 | 0 | 0 | 0 | 0 | 0 | 0 | 0 | 0 | 0 | 0 | 0 | 0 | 0 | 0 | 0 | 0 | 0 | 0 | 0 | 0 | 0 | 0 | 0 | 0 | 0 | 0 | 0 | 0 | 0 | 0 | 0 | 0 | 0 | 0 | 0 | 0 | 0 | 0 | 0 | 0 | 0 | 0 | 0 | 0 | 0 | 0 | 0 | 0 | 0 | 0 | 0 | 0 | 0 | 0 | 0 | 0 | 0 | 0 | 0 | 0 | 0 | 0 | 0 | 0 | 0 | 0 | 0 | 0 | 0 | 0 | 0 | 0 | 0 | 0 | 0 | 0 | 0 | 0 | 0 | 0 | 0 | 0 | 0 | 0 | 0 | 0 | 0 | 0 | 0 | 0 | 0 | 0 | 0 | 0 | 0 | 0 | 0 | 0 | 0 | 0 | 0 | 0 | 0 | 0 | 0 | 0 | 0 | 0 | 0 | 0 | 0 | 0 | 0 | 0 | 0 | 0 | 0 | 0 | 0 | 0 | 0 | 0 | 0 | 0 | 0 | 0 | 0 | 0 | 0 | 0 | 0 | 0 | 0 | 0 | 0 | 0 | 0 | 0 | 0 | 0 | 0 | 0 | 0 | 0 | 0 | 0 | 0 | 0 | 0 | 0 | 0 | 0 | 0 | 0 | 0 | 0 | 0 | 0 | 0 | 0 | 0 | 0 | 0 | 0 | 0 | 0 | 0 | 0 | 0 | 0 | 0 | 0 | 0 | 0 | 0 | 0 | 0 | 0 | 0 | 0 | 0 | 0 | 0 | 0 | 0 | 0 | 0 | 0 | 0 | 0 | 0 | 0 | 0 | 0 | 0 | 0 | 0 | 0 | 0 | 0 | 0 | 0 | 0 | 0 | 0 | 0 | 0 | 0 | 0 | 0 | 0 | 0 | 0 | 0 | 0 | 0 | 0 | 0 | 0 | 0 | 0 | 0 | 0 | 0 | 0 | 0 | 0 | 0 | 0 | 0 | 0 | 0 | 0 | 0 | 0 | 0 | 0 | 0 | 0 | 0 | 0 | 0 | 0 | 0 | 0 | 0 | 0 | 0 | 0 | 0 | 0 | 0 | 0 | 0 | 0 | 0 | 0 | 0 | 0 | 0 | 0 | 0 | 0 | 0 | 0 | 0 | 0 | 0 | 0 | 0 | 0 | 0 | 0 | 0 | 0 | 0 | 0 | 0 | 0 | 0 | 0 | 0 | 0 | 0 | 0 | 0 | 0 | 0 | 0 | 0 | 0 | 0 | 0 | 0 | 0 | 0 | 0 | 0 | 0 | 0 | 0 | 0 | 0 | 0 | 0 | 0 | 0 | 0 | 0 | 0 | 0 | 0 | 0 | 0 | 0 | 0 | 0 | 0 | 0 | 0 | 0 | 0 | 0 | 0 | 0 | 0 | 0 | 0 | 0 | 0 | 0 | 0 | 0 | 0 | 0 | 0 | 0 | 0 | 0 | 0 | 0 | 0 | 0 | 0 | 0 | 0 | 0 | 0 | 0 | 0 | 0 | 0 | 0 | 0 | 0 | 0 | 0 | 0 | 0 | 0 | 0 | 0 | 0 | 0 | 0 | 0 | 0 | 0 | 0 | 0 | 0 | 0 | 0 | 0 | 0 | 0 | 0 | 0 | 0 | 0 | 0 | 0 | 0 | 0 | 0 | 0 | 0 | 0 | 0 | 0 | 0 | 0 | 0 | 0 | 0 | 0 | 0 | 0 | 0 | 0 | 0 | 0 | 0 | 0 | 0 | 0 | 0 | 0 | 0 | 0 | 0 | 0 | 0 | 0 | 0 | 0 | 0 | 0 | 0 | 0 | 0 | 0 | 0 | 0 | 0 | 0 | 0 | 0 | 0 | 0 | 0 | 0 | 0 | 0 | 0 | 0 | 0 | 0 | 0 | 0 | 0 | 0 | 0 | 0 | 0 | 0 | 0 | 0 | 0 | 0 | 0 | 0 | 0 | 0 | 0 | 0 | 0 | 0 | 0 | 0 | 0 | 0 | 0 | 0 | 0 | 0 | 0 | 0 | 0 | 0 | 0 | 0 | 0 | 0 | 0 | 0 | 0 | 0 | 0 | 0 | 0 | 0 | 0 | 0 | 0 | 0 | 0 | 0 | 0 | 0 | 0 | 0 | 0 | 0 | 0 | 0 | 0 | 0 | 0 | 0 | 0 | 0 | 0 | 0 | 0 | 0 | 0 | 0 | 0 | 0 | 0 | 0 | 0 | 0 | 0 | 0 | 0 | 0 | 0 | 0 | 0 | 0 | 0 | 0 | 0 | 0 | 0 | 0 | 0 | 0 | 0 | 0 | 0 | 0 | 0 | 0 | 0 | 0 | 0 | 0 | 0 | 0 | 0 | 0 | 0 | 0 | 0 | 0 | 0 | 0 | 0 | 0 | 0 | 0 | 0 | 0 | 0 | 0 | 0 | 0 | 0 | 0 | 0 | 0
|  | Prognoositud tootja hind | €/MWh |  | 97.7 | 99.9 | 102.21 | 104.6355 | 107.1823 | 109.8564 | 112.6642 | 83.2267 | 65.008 | 68.2584 | 71.6714 | 75.2549 | 79.0177 | 82.9686 | 87.117 | 91.4728 | 96.0465 | 100.8488 | 105.8912 | 111.1858 | 116.7451 | 122.5824 | 128.7115 | 135.147 | 141.9044 | #REF! | #REF! | #REF! | #REF! | #REF! | #REF! | #REF! | #REF! | #REF! | #REF! | #REF! | #REF! | #REF! | #REF! | #REF! | #REF! | #REF! | #REF! | #REF! | #REF! | #REF! | #REF! | #REF! | #REF! | #REF! | #REF! | #REF! | #REF! | #REF! | #REF! | #REF! | #REF! | #REF! | #REF! | #REF! | #REF! | #REF! | #REF! | #REF! | #REF! | #REF! | #REF! | #REF! | #REF! | #REF! | #REF! | #REF! | #REF! | #REF! | #REF! | #REF! | #REF! | #REF! | #REF! | #REF! | #REF! | #REF! | #REF! | #REF! | #REF! | #REF! | #REF! | #REF! | #REF! | #REF! | #REF! | #REF! | #REF! | #REF! | #REF! | #REF! | #REF! | #REF! | #REF! | #REF! | #REF! | #REF! | #REF! | #REF! | #REF! | #REF! | #REF! | #REF! | #REF! | #REF! | #REF! | #REF! | #REF! | #REF! | #REF! | #REF! | #REF! | #REF! | #REF! | #REF! | #REF! | #REF! | #REF! | #REF! | #REF! | #REF! | #REF! | #REF! | #REF! | #REF! | #REF! | #REF! | #REF! | #REF! | #REF! | #REF! | #REF! | #REF! | #REF! | #REF! | #REF! | #REF! | #REF! | #REF! | #REF! | #REF! | #REF! | #REF! | #REF! | #REF! | #REF! | #REF! | #REF! | #REF! | #REF! | #REF! | #REF! | #REF! | #REF! | #REF! | #REF! | #REF! | #REF! | #REF! | #REF! | #REF! | #REF! | #REF! | #REF! | #REF! | #REF! | #REF! | #REF! | #REF! | #REF! | #REF! | #REF! | #REF! | #REF! | #REF! | #REF! | #REF! | #REF! | #REF! | #REF! | #REF! | #REF! | #REF! | #REF! | #REF! | #REF! | #REF! | #REF! | #REF! | #REF! | #REF! | #REF! | #REF! | #REF! | #REF! | #REF! | #REF! | #REF! | #REF! | #REF! | #REF! | #REF! | #REF! | #REF! | #REF! | #REF! | #REF! | #REF! | #REF! | #REF! | #REF! | #REF! | #REF! | #REF! | #REF! | #REF! | #REF! | #REF! | #REF! | #REF! | #REF! | #REF! | #REF! | #REF! | #REF! | #REF! | #REF! | #REF! | #REF! | #REF! | #REF! | #REF! | #REF! | #REF! | #REF! | #REF! | #REF! | #REF! | #REF! | #REF! | #REF! | #REF! | #REF! | #REF! | #REF! | #REF! | #REF! | #REF! | #REF! | #REF! | #REF! | #REF! | #REF! | #REF! | #REF! | #REF! | #REF! | #REF! | #REF! | #REF! | #REF! | #REF! | #REF! | #REF! | #REF! | #REF! | #REF! | #REF! | #REF! | #REF! | #REF! | #REF! | #REF! | #REF! | #REF! | #REF! | #REF! | #REF! | #REF! | #REF! | #REF! | #REF! | #REF! | #REF! | #REF! | #REF! | #REF! | #REF! | #REF! | #REF! | #REF! | #REF! | #REF! | #REF! | #REF! | #REF! | #REF! | #REF! | #REF! | #REF! | #REF! | #REF! | #REF! | #REF! | #REF! | #REF! | #REF! | #REF! | #REF! | #REF! | #REF! | #REF! | #REF! | #REF! | #REF! | #REF! | #REF! | #REF! | #REF! | #REF! | #REF! | #REF! | #REF! | #REF! | #REF! | #REF! | #REF! | #REF! | #REF! | #REF! | #REF! | #REF! | #REF! | #REF! | #REF! | #REF! | #REF! | #REF! | #REF! | #REF! | #REF! | #REF! | #REF! | #REF! | #REF! | #REF! | #REF! | #REF! | #REF! | #REF! | #REF! | #REF! | #REF! | #REF! | #REF! | #REF! | #REF! | #REF! | #REF! | #REF! | #REF! | #REF! | #REF! | #REF! | #REF! | #REF! | #REF! | #REF! | #REF! | #REF! | #REF! | #REF! | #REF! | #REF! | #REF! | #REF! | #REF! | #REF! | #REF! | #REF! | #REF! | #REF! | #REF! | #REF! | #REF! | #REF! | #REF! | #REF! | #REF! | #REF! | #REF! | #REF! | #REF! | #REF! | #REF! | #REF! | #REF! | #REF! | #REF! | #REF! | #REF! | #REF! | #REF! | #REF! | #REF! | #REF! | #REF! | #REF! | #REF! | #REF! | #REF! | #REF! | #REF! | #REF! | #REF! | #REF! | #REF! | #REF! | #REF! | #REF! | #REF! | #REF! | #REF! | #REF! | #REF! | #REF! | #REF! | #REF! | #REF! | #REF! | #REF! | #REF! | #REF! | #REF! | #REF! | #REF! | #REF! | #REF! | #REF! | #REF! | #REF! | #REF! | #REF! | #REF! | #REF! | #REF! | #REF! | #REF! | #REF! | #REF! | #REF! | #REF! | #REF! | #REF! | #REF! | #REF! | #REF! | #REF! | #REF! | #REF! | #REF! | #REF! | #REF! | #REF! | #REF! | #REF! | #REF! | #REF! | #REF! | #REF! | #REF! | #REF! | #REF! | #REF! | #REF! | #REF! | #REF! | #REF! | #REF! | #REF! | #REF! | #REF! | #REF! | #REF! | #REF! | #REF! | #REF! | #REF! | #REF! | #REF! | #REF! | #REF! | #REF! | #REF! | #REF! | #REF! | #REF! | #REF! | #REF! | #REF! | #REF! | #REF! | #REF! | #REF! | #REF! | #REF! | #REF! | #REF! | #REF! | #REF! | #REF! | #REF! | #REF! | #REF! | #REF! | #REF! | #REF! | #REF! | #REF! | #REF! | #REF! | #REF! | #REF! | #REF! | #REF! | #REF! | #REF! | #REF! | #REF! | #REF! | #REF! | #REF! | #REF! | #REF! | #REF! | #REF! | #REF! | #REF! | #REF! | #REF! | #REF! | #REF! | #REF! | #REF! | #REF! | #REF! | #REF! | #REF! | #REF! | #REF! | #REF! | #REF! | #REF! | #REF! | #REF! | #REF! | #REF! | #REF! | #REF! | #REF! | #REF! | #REF! | #REF! | #REF! | #REF! | #REF! | #REF! | #REF! | #REF! | #REF! | #REF! | #REF! | #REF! | #REF! | #REF! | #REF! | #REF! | #REF! | #REF! | #REF! | #REF! | #REF! | #REF! | #REF! | #REF! | #REF! | #REF! | #REF! | #REF! | #REF! | #REF! | #REF! | #REF! | #REF! | #REF! | #REF! | #REF! | #REF! | #REF! | #REF! | #REF! | #REF! | #REF! | #REF! | #REF! | #REF! | #REF! | #REF! | #REF! | #REF! | #REF! | #REF! | #REF! | #REF! | #REF! | #REF! | #REF! | #REF! | #REF! | #REF! | #REF! | #REF! | #REF! | #REF! | #REF! | #REF! | #REF! | #REF! | #REF! | #REF! | #REF! | #REF! | #REF! | #REF! | #REF! | #REF! | #REF! | #REF! | #REF! | #REF! | #REF! | #REF! | #REF! | #REF! | #REF! | #REF! | #REF! | #REF! | #REF! | #REF! | #REF! | #REF! | #REF! | #REF! | #REF! | #REF! | #REF! | #REF! | #REF! | #REF! | #REF! | #REF! | #REF! | #REF! | #REF! | #REF! | #REF! | #REF! | #REF! | #REF! | #REF! | #REF! | #REF! | #REF! | #REF! | #REF! | #REF! | #REF! | #REF! | #REF! | #REF! | #REF! | #REF! | #REF! | #REF! | #REF! | #REF! | #REF! | #REF! | #REF! | #REF! | #REF! | #REF! | #REF! | #REF! | #REF! | #REF! | #REF! | #REF! | #REF! | #REF! | #REF! | #REF! | #REF! | #REF! | #REF! | #REF! | #REF! | #REF! | #REF! | #REF! | #REF! | #REF! | #REF! | #REF! | #REF! | #REF! | #REF! | #REF! | #REF! | #REF! | #REF! | #REF! | #REF! | #REF! | #REF! | #REF! | #REF! | #REF! | #REF! | #REF! | #REF! | #REF! | #REF! | #REF! | #REF! | #REF! | #REF! | #REF! | #REF! | #REF! | #REF! | #REF! | #REF! | #REF! | #REF! | #REF! | #REF! | #REF! | #REF! | #REF! | #REF! | #REF! | #REF! | #REF! | #REF! | #REF! | #REF! | #REF! | #REF! | #REF! | #REF! | #REF! | #REF! | #REF! | #REF! | #REF! | #REF! | #REF! | #REF! | #REF! | #REF! | #REF! | #REF! | #REF! | #REF! | #REF! | #REF! | #REF! | #REF! | #REF! | #REF! | #REF! | #REF! | #REF! | #REF! | #REF! | #REF! | #REF! | #REF! | #REF! | #REF! | #REF! | #REF! | #REF! | #REF! | #REF! | #REF! | #REF! | #REF! | #REF! | #REF! | #REF! | #REF! | #REF! | #REF! | #REF! | #REF! | #REF! | #REF! | #REF! | #REF! | #REF! | #REF! | #REF! | #REF! | #REF! | #REF! | #REF! | #REF! | #REF! | #REF! | #REF! | #REF! | #REF! | #REF! | #REF! | #REF! | #REF! | #REF! | #REF! | #REF! | #REF! | #REF! | #REF! | #REF! | #REF! | #REF! | #REF! | #REF! | #REF! | #REF! | #REF! | #REF! | #REF! | #REF! | #REF! | #REF! | #REF! | #REF! | #REF! | #REF! | #REF! | #REF! | #REF! | #REF! | #REF! | #REF! | #REF! | #REF! | #REF! | #REF! | #REF! | #REF! | #REF! | #REF! | #REF! | #REF! | #REF! | #REF! | #REF! | #REF! | #REF! | #REF! | #REF! | #REF! | #REF! | #REF! | #REF! | #REF! | #REF! | #REF! | #REF! | #REF! | #REF! | #REF! | #REF! | #REF! | #REF! | #REF! | #REF! | #REF! | #REF! | #REF! | #REF! | #REF! | #REF! | #REF! | #REF! | #REF! | #REF! | #REF! | #REF! | #REF! | #REF! | #REF! | #REF! | #REF! | #REF! | #REF! | #REF! | #REF! | #REF! | #REF! | #REF! | #REF! | #REF! | #REF! | #REF! | #REF! | #REF! | #REF! | #REF! | #REF! | #REF! | #REF! | #REF! | #REF! | #REF! | #REF! | #REF! | #REF! | #REF! | #REF! | #REF! | #REF! | #REF! | #REF! | #REF! | #REF! | #REF! | #REF! | #REF! | #REF! | #REF! | #REF! | #REF! | #REF! | #REF! | #REF! | #REF! | #REF! | #REF! | #REF! | #REF! | #REF! | #REF! | #REF! | #REF! | #REF! | #REF! | #REF! | #REF! | #REF! | #REF! | #REF! | #REF! | #REF! | #REF! | #REF! | #REF! | #REF! | #REF! | #REF! | #REF! | #REF! | #REF! | #REF! | #REF! | #REF! | #REF! | #REF! | #REF! | #REF! | #REF! | #REF! | #REF! | #REF! | #REF! | #REF! | #REF! | #REF! | #REF! | #REF! | #REF! | #REF! | #REF! | #REF! | #REF! | #REF! | #REF! | #REF! | #REF! | #REF! | #REF! | #REF! | #REF! | #REF! | #REF! | #REF! | #REF! | #REF! | #REF! | #REF! | #REF! | #REF! | #REF! | #REF! | #REF! | #REF! | #REF! | #REF! | #REF! | #REF! | #REF! | #REF! | #REF! | #REF! | #REF! | #REF! | #REF! | #REF! | #REF! | #REF! | #REF! | #REF! | #REF! | #REF! | #REF! | #REF! | #REF! | #REF! | #REF! | #REF! | #REF! | #REF! | #REF! | #REF! | #REF! | #REF! | #REF! | #REF! | #REF! | #REF! | #REF! | #REF! | #REF! | #REF! | #REF! | #REF! | #REF! | #REF! | #REF! | #REF! | #REF! | #REF! | #REF! | #REF! | #REF! | #REF! | #REF! | #REF! | #REF! | #REF! | #REF! | #REF! | #REF! | #REF! | #REF! | #REF! | #REF! | #REF! | #REF! | #REF! | #REF! | #REF! | #REF! | #REF! | #REF! | #REF! | #REF! | #REF! | #REF! | #REF! | #REF! | #REF! | #REF! | #REF! | #REF! | #REF! | #REF! | #REF! | #REF! | #REF! | #REF! | #REF! | #REF! | #REF! | #REF! | #REF! | #REF! | #REF! | #REF! | #REF! | #REF! | #REF! | #REF! | #REF! | #REF! | #REF! | #REF! | #REF! | #REF! | #REF! | #REF! | #REF! | #REF! | #REF! | #REF! | #REF! | #REF! | #REF! | #REF! | #REF! | #REF! | #REF! | #REF! | #REF! | #REF! | #REF! | #REF! | #REF! | #REF! | #REF! | #REF! | #REF! | #REF! | #REF! | #REF! | #REF! | #REF! | #REF! | #REF! | #REF! | #REF! | #REF! | #REF! | #REF! | #REF! | #REF! | #REF! | #REF! | #REF! | #REF! | #REF! | #REF! | #REF! | #REF! | #REF! | #REF! | #REF! | #REF! | #REF! | #REF! | #REF! | #REF! | #REF! | #REF! | #REF! | #REF! | #REF! | #REF! | #REF! | #REF! | #REF! | #REF! | #REF! | #REF! | #REF! | #REF! | #REF! | #REF! | #REF! | #REF! | #REF! | #REF! | #REF! | #REF! | #REF! | #REF! | #REF! | #REF! | #REF! | #REF! | #REF! | #REF! | #REF! | #REF! | #REF! | #REF! | #REF! | #REF! | #REF! | #REF! | #REF! | #REF! | #REF! | #REF! | #REF! | #REF! | #REF! | #REF! | #REF! | #REF! | #REF! | #REF! | #REF! | #REF! | #REF! | #REF! | #REF! | #REF! | #REF! | #REF! | #REF! | #REF! | #REF! | #REF! | #REF! | #REF! | #REF! | #REF! | #REF! | #REF! | #REF! | #REF! | #REF! | #REF! | #REF! | #REF! | #REF! | #REF! | #REF! | #REF! | #REF! | #REF! | #REF! | #REF! | #REF! | #REF! | #REF! | #REF! | #REF! | #REF! | #REF! | #REF! | #REF! | #REF! | #REF! | #REF! | #REF! | #REF! | #REF! | #REF! | #REF! | #REF! | #REF! | #REF! | #REF! | #REF! | #REF! | #REF! | #REF! | #REF! | #REF! | #REF! | #REF! | #REF! | #REF! | #REF! | #REF! | #REF! | #REF! | #REF! | #REF! | #REF! | #REF! | #REF! | #REF! | #REF! | #REF! | #REF! | #REF! | #REF! | #REF! | #REF! | #REF! | #REF! | #REF! | #REF! | #REF! | #REF! | #REF! | #REF! | #REF! | #REF! | #REF! | #REF! | #REF! | #REF! | #REF! | #REF! | #REF! | #REF! | #REF! | #REF! | #REF! | #REF! | #REF! | #REF! | #REF! | #REF! | #REF! | #REF! | #REF! | #REF! | #REF! | #REF! | #REF! | #REF! | #REF! | #REF! | #REF! | #REF! | #REF! | #REF! | #REF! | #REF! | #REF! | #REF! | #REF! | #REF! | #REF! | #REF! | #REF! | #REF! | #REF! | #REF! | #REF! | #REF! | #REF! | #REF! | #REF! | #REF! | #REF! | #REF! | #REF! | #REF! | #REF! | #REF! | #REF! | #REF! | #REF! | #REF! | #REF! | #REF! | #REF! | #REF! | #REF! | #REF! | #REF! | #REF! | #REF! | #REF! | #REF! | #REF! | #REF! | #REF! | #REF! | #REF! | #REF! | #REF! | #REF! | #REF! | #REF! | #REF! | #REF! | #REF! | #REF! | #REF! | #REF! | #REF! | #REF! | #REF! | #REF! | #REF! | #REF! | #REF! | #REF! | #REF! | #REF! | #REF! | #REF! | #REF! | #REF! | #REF! | #REF! | #REF! | #REF! | #REF! | #REF! | #REF! | #REF! | #REF! | #REF! | #REF! | #REF! | #REF! | #REF! | #REF! | #REF! | #REF! | #REF! | #REF! | #REF! | #REF! | #REF! | #REF! | #REF! | #REF! | #REF! | #REF! | #REF! | #REF! | #REF! | #REF! | #REF! | #REF! | #REF! | #REF! | #REF! | #REF! | #REF! | #REF! | #REF! | #REF! | #REF! | #REF! | #REF! | #REF! | #REF! | #REF! | #REF! | #REF! | #REF! | #REF! | #REF! | #REF! | #REF! | #REF! | #REF! | #REF! | #REF! | #REF! | #REF! | #REF! | #REF! | #REF! | #REF! | #REF! | #REF! | #REF! | #REF! | #REF! | #REF! | #REF! | #REF! | #REF! | #REF! | #REF! | #REF! | #REF! | #REF! | #REF! | #REF! | #REF! | #REF! | #REF! | #REF! | #REF! | #REF! | #REF! | #REF! | #REF! | #REF! | #REF! | #REF! | #REF! | #REF! | #REF! | #REF! | #REF! | #REF! | #REF! | #REF! | #REF! | #REF! | #REF! | #REF! | #REF! | #REF! | #REF! | #REF! | #REF! | #REF! | #REF! | #REF! | #REF! | #REF! | #REF! | #REF! | #REF! | #REF! | #REF! | #REF! | #REF! | #REF! | #REF! | #REF! | #REF! | #REF! | #REF! | #REF! | #REF! | #REF! | #REF! | #REF! | #REF! | #REF! | #REF! | #REF! | #REF! | #REF! | #REF! | #REF! | #REF! | #REF! | #REF! | #REF! | #REF! | #REF! | #REF! | #REF! | #REF! | #REF! | #REF! | #REF! | #REF! | #REF! | #REF! | #REF! | #REF! | #REF! | #REF! | #REF! | #REF! | #REF! | #REF! | #REF! | #REF! | #REF! | #REF! | #REF! | #REF! | #REF! | #REF! | #REF! | #REF! | #REF! | #REF! | #REF! | #REF! | #REF! | #REF! | #REF! | #REF! | #REF! | #REF! | #REF! | #REF! | #REF! | #REF! | #REF! | #REF! | #REF! | #REF! | #REF! | #REF! | #REF! | #REF! | #REF! | #REF! | #REF! | #REF! | #REF! | #REF! | #REF! | #REF! | #REF! | #REF! | #REF! | #REF! | #REF! | #REF! | #REF! | #REF! | #REF! | #REF! | #REF! | #REF! | #REF! | #REF! | #REF! | #REF! | #REF! | #REF! | #REF! | #REF! | #REF! | #REF! | #REF! | #REF! | #REF! | #REF! | #REF! | #REF! | #REF! | #REF! | #REF! | #REF! | #REF! | #REF! | #REF! | #REF! | #REF! | #REF! | #REF! | #REF! | #REF! | #REF! | #REF! | #REF! | #REF! | #REF! | #REF! | #REF! | #REF! | #REF! | #REF! | #REF! | #REF! | #REF! | #REF! | #REF! | #REF! | #REF! | #REF! | #REF! | #REF! | #REF! | #REF! | #REF! | #REF! | #REF! | #REF! | #REF! | #REF! | #REF! | #REF! | #REF! | #REF! | #REF! | #REF! | #REF! | #REF! | #REF! | #REF! | #REF! | #REF! | #REF! | #REF! | #REF! | #REF! | #REF! | #REF! | #REF! | #REF! | #REF! | #REF! | #REF! | #REF! | #REF! | #REF! | #REF! | #REF! | #REF! | #REF! | #REF! | #REF! | #REF! | #REF! | #REF! | #REF! | #REF! | #REF! | #REF! | #REF! | #REF! | #REF! | #REF! | #REF! | #REF! | #REF! | #REF! | #REF! | #REF! | #REF! | #REF! | #REF! | #REF! | #REF! | #REF! | #REF! | #REF! | #REF! | #REF! | #REF! | #REF! | #REF! | #REF! | #REF! | #REF! | #REF! | #REF! | #REF! | #REF! | #REF! | #REF! | #REF! | #REF! | #REF! | #REF! | #REF! | #REF! | #REF! | #REF! | #REF! | #REF! | #REF! | #REF! | #REF! | #REF! | #REF! | #REF! | #REF! | #REF! | #REF! | #REF! | #REF! | #REF! | #REF! | #REF! | #REF! | #REF! | #REF! | #REF! | #REF! | #REF! | #REF! | #REF! | #REF! | #REF! | #REF! | #REF! | #REF! | #REF! | #REF! | #REF! | #REF! | #REF! | #REF! | #REF! | #REF! | #REF! | #REF! | #REF! | #REF! | #REF! | #REF! | #REF! | #REF! | #REF! | #REF! | #REF! | #REF! | #REF! | #REF! | #REF! | #REF! | #REF! | #REF! | #REF! | #REF! | #REF! | #REF! | #REF! | #REF! | #REF! | #REF! | #REF! | #REF! | #REF! | #REF! | #REF! | #REF! | #REF! | #REF! | #REF! | #REF! | #REF! | #REF! | #REF! | #REF! | #REF! | #REF! | #REF! | #REF! | #REF! | #REF! | #REF! | #REF! | #REF! | #REF! | #REF! | #REF! | #REF! | #REF! | #REF! | #REF! | #REF! | #REF! | #REF! | #REF! | #REF! | #REF! | #REF! | #REF! | #REF! | #REF! | #REF! | #REF! | #REF! | #REF! | #REF! | #REF! | #REF! | #REF! | #REF! | #REF! | #REF! | #REF! | #REF! | #REF! | #REF! | #REF! | #REF! | #REF! | #REF! | #REF! | #REF! | #REF! | #REF! | #REF! | #REF! | #REF! | #REF! | #REF! | #REF! | #REF! | #REF! | #REF! | #REF! | #REF! | #REF! | #REF! | #REF! | #REF! | #REF! | #REF! | #REF! | #REF! | #REF! | #REF! | #REF! | #REF! | #REF! | #REF! | #REF! | #REF! | #REF! | #REF! | #REF! | #REF! | #REF! | #REF! | #REF! | #REF! | #REF! | #REF! | #REF! | #REF! | #REF! | #REF! | #REF! | #REF! | #REF! | #REF! | #REF! | #REF! | #REF! | #REF! | #REF! | #REF! | #REF! | #REF! | #REF! | #REF! | #REF! | #REF! | #REF! | #REF! | #REF! | #REF! | #REF! | #REF! | #REF! | #REF! | #REF! | #REF! | #REF! | #REF! | #REF! | #REF! | #REF! | #REF! | #REF! | #REF! | #REF! | #REF! | #REF! | #REF! | #REF! | #REF! | #REF! | #REF! | #REF! | #REF! | #REF! | #REF! | #REF! | #REF! | #REF! | #REF! | #REF! | #REF! | #REF! | #REF! | #REF! | #REF! | #REF! | #REF! | #REF! | #REF! | #REF! | #REF! | #REF! | #REF! | #REF! | #REF! | #REF! | #REF! | #REF! | #REF! | #REF! | #REF! | #REF! | #REF! | #REF! | #REF! | #REF! | #REF! | #REF! | #REF! | #REF! | #REF! | #REF! | #REF! | #REF! | #REF! | #REF! | #REF! | #REF! | #REF! | #REF! | #REF! | #REF! | #REF! | #REF! | #REF! | #REF! | #REF! | #REF! | #REF! | #REF! | #REF! | #REF! | #REF! | #REF! | #REF! | #REF! | #REF! | #REF! | #REF! | #REF! | #REF! | #REF! | #REF! | #REF! | #REF! | #REF! | #REF! | #REF! | #REF! | #REF! | #REF! | #REF! | #REF! | #REF! | #REF! | #REF! | #REF! | #REF! | #REF! | #REF! | #REF! | #REF! | #REF! | #REF! | #REF! | #REF! | #REF! | #REF! | #REF! | #REF! | #REF! | #REF! | #REF! | #REF! | #REF! | #REF! | #REF! | #REF! | #REF! | #REF! | #REF! | #REF! | #REF! | #REF! | #REF! | #REF! | #REF! | #REF! | #REF! | #REF! | #REF! | #REF! | #REF! | #REF! | #REF! | #REF! | #REF! | #REF! | #REF! | #REF! | #REF! | #REF! | #REF! | #REF! | #REF! | #REF! | #REF! | #REF! | #REF! | #REF! | #REF! | #REF! | #REF! | #REF! | #REF! | #REF! | #REF! | #REF! | #REF! | #REF! | #REF! | #REF! | #REF! | #REF! | #REF! | #REF! | #REF! | #REF! | #REF! | #REF! | #REF! | #REF! | #REF! | #REF! | #REF! | #REF! | #REF! | #REF! | #REF! | #REF! | #REF! | #REF! | #REF! | #REF! | #REF! | #REF! | #REF! | #REF! | #REF! | #REF! | #REF! | #REF! | #REF! | #REF! | #REF! | #REF! | #REF! | #REF! | #REF! | #REF! | #REF! | #REF! | #REF! | #REF! | #REF! | #REF! | #REF! | #REF! | #REF! | #REF! | #REF! | #REF! | #REF! | #REF! | #REF! | #REF! | #REF! | #REF! | #REF! | #REF! | #REF! | #REF! | #REF! | #REF! | #REF! | #REF! | #REF! | #REF! | #REF! | #REF! | #REF! | #REF! | #REF! | #REF! | #REF! | #REF! | #REF! | #REF! | #REF! | #REF! | #REF! | #REF! | #REF! | #REF! | #REF! | #REF! | #REF! | #REF! | #REF! | #REF! | #REF! | #REF! | #REF! | #REF! | #REF! | #REF! | #REF! | #REF! | #REF! | #REF! | #REF! | #REF! | #REF! | #REF! | #REF! | #REF! | #REF! | #REF! | #REF! | #REF! | #REF! | #REF! | #REF! | #REF! | #REF! | #REF! | #REF! | #REF! | #REF! | #REF! | #REF! | #REF! | #REF! | #REF! | #REF! | #REF! | #REF! | #REF! | #REF! | #REF! | #REF! | #REF! | #REF! | #REF! | #REF! | #REF! | #REF! | #REF! | #REF! | #REF! | #REF! | #REF! | #REF! | #REF! | #REF! | #REF! | #REF! | #REF! | #REF! | #REF! | #REF! | #REF! | #REF! | #REF! | #REF! | #REF! | #REF! | #REF! | #REF! | #REF! | #REF! | #REF! | #REF! | #REF! | #REF! | #REF! | #REF! | #REF! | #REF! | #REF! | #REF! | #REF! | #REF! | #REF! | #REF! | #REF! | #REF! | #REF! | #REF! | #REF! | #REF! | #REF! | #REF! | #REF! | #REF! | #REF! | #REF! | #REF! | #REF! | #REF! | #REF! | #REF! | #REF! | #REF! | #REF! | #REF! | #REF! | #REF! | #REF! | #REF! | #REF! | #REF! | #REF! | #REF! | #REF! | #REF! | #REF! | #REF! | #REF! | #REF! | #REF! | #REF! | #REF! | #REF! | #REF! | #REF! | #REF! | #REF! | #REF! | #REF! | #REF! | #REF! | #REF! | #REF! | #REF! | #REF! | #REF! | #REF! | #REF! | #REF! | #REF! | #REF! | #REF! | #REF! | #REF! | #REF! | #REF! | #REF! | #REF! | #REF! | #REF! | #REF! | #REF! | #REF! | #REF! | #REF! | #REF! | #REF! | #REF! | #REF! | #REF! | #REF! | #REF! | #REF! | #REF! | #REF! | #REF! | #REF! | #REF! | #REF! | #REF! | #REF! | #REF! | #REF! | #REF! | #REF! | #REF! | #REF! | #REF! | #REF! | #REF! | #REF! | #REF! | #REF! | #REF! | #REF! | #REF! | #REF! | #REF! | #REF! | #REF! | #REF! | #REF! | #REF! | #REF! | #REF! | #REF! | #REF! | #REF! | #REF! | #REF! | #REF! | #REF! | #REF! | #REF! | #REF! | #REF! | #REF! | #REF! | #REF! | #REF! | #REF! | #REF! | #REF! | #REF! | #REF! | #REF! | #REF! | #REF! | #REF! | #REF! | #REF! | #REF! | #REF! | #REF! | #REF! | #REF! | #REF! | #REF! | #REF! | #REF! | #REF! | #REF! | #REF! | #REF! | #REF! | #REF! | #REF! | #REF! | #REF! | #REF! | #REF! | #REF! | #REF! | #REF! | #REF! | #REF! | #REF! | #REF! | #REF! | #REF! | #REF! | #REF! | #REF! | #REF! | #REF! | #REF! | #REF! | #REF! | #REF! | #REF! | #REF! | #REF! | #REF! | #REF! | #REF! | #REF! | #REF! | #REF! | #REF! | #REF! | #REF! | #REF! | #REF! | #REF! | #REF! | #REF! | #REF! | #REF! | #REF! | #REF! | #REF! | #REF! | #REF! | #REF! | #REF! | #REF! | #REF! | #REF! | #REF! | #REF! | #REF! | #REF! | #REF! | #REF! | #REF! | #REF! | #REF! | #REF! | #REF! | #REF! | #REF! | #REF! | #REF! | #REF! | #REF! | #REF! | #REF! | #REF! | #REF! | #REF! | #REF! | #REF! | #REF! | #REF! | #REF! | #REF! | #REF! | #REF! | #REF! | #REF! | #REF! | #REF! | #REF! | #REF! | #REF! | #REF! | #REF! | #REF! | #REF! | #REF! | #REF! | #REF! | #REF! | #REF! | #REF! | #REF! | #REF! | #REF! | #REF! | #REF! | #REF! | #REF! | #REF! | #REF! | #REF! | #REF! | #REF! | #REF! | #REF! | #REF! | #REF! | #REF! | #REF! | #REF! | #REF! | #REF! | #REF! | #REF! | #REF! | #REF! | #REF! | #REF! | #REF! | #REF! | #REF! | #REF! | #REF! | #REF! | #REF! | #REF! | #REF! | #REF! | #REF! | #REF! | #REF! | #REF! | #REF! | #REF! | #REF! | #REF! | #REF! | #REF! | #REF! | #REF! | #REF! | #REF! | #REF! | #REF! | #REF! | #REF! | #REF! | #REF! | #REF! | #REF! | #REF! | #REF! | #REF! | #REF! | #REF! | #REF! | #REF! | #REF! | #REF! | #REF! | #REF! | #REF! | #REF! | #REF! | #REF! | #REF! | #REF! | #REF! | #REF! | #REF! | #REF! | #REF! | #REF! | #REF! | #REF! | #REF! | #REF! | #REF! | #REF! | #REF! | #REF! | #REF! | #REF! | #REF! | #REF! | #REF! | #REF! | #REF! | #REF! | #REF! | #REF! | #REF! | #REF! | #REF! | #REF! | #REF! | #REF! | #REF! | #REF! | #REF! | #REF! | #REF! | #REF! | #REF! | #REF! | #REF! | #REF! | #REF! | #REF! | #REF! | #REF! | #REF! | #REF! | #REF! | #REF! | #REF! | #REF! | #REF! | #REF! | #REF! | #REF! | #REF! | #REF! | #REF! | #REF! | #REF! | #REF! | #REF! | #REF! | #REF! | #REF! | #REF! | #REF! | #REF! | #REF! | #REF! | #REF! | #REF! | #REF! | #REF! | #REF! | #REF! | #REF! | #REF! | #REF! | #REF! | #REF! | #REF! | #REF! | #REF! | #REF! | #REF! | #REF! | #REF! | #REF! | #REF! | #REF! | #REF! | #REF! | #REF! | #REF! | #REF! | #REF! | #REF! | #REF! | #REF! | #REF! | #REF! | #REF! | #REF! | #REF! | #REF! | #REF! | #REF! | #REF! | #REF! | #REF! | #REF! | #REF! | #REF! | #REF! | #REF! | #REF! | #REF! | #REF! | #REF! | #REF! | #REF! | #REF! | #REF! | #REF! | #REF! | #REF! | #REF! | #REF! | #REF! | #REF! | #REF! | #REF! | #REF! | #REF! | #REF! | #REF! | #REF! | #REF! | #REF! | #REF! | #REF! | #REF! | #REF! | #REF! | #REF! | #REF! | #REF! | #REF! | #REF! | #REF! | #REF! | #REF! | #REF! | #REF! | #REF! | #REF! | #REF! | #REF! | #REF! | #REF! | #REF! | #REF! | #REF! | #REF! | #REF! | #REF! | #REF! | #REF! | #REF! | #REF! | #REF! | #REF! | #REF! | #REF! | #REF! | #REF! | #REF! | #REF! | #REF! | #REF! | #REF! | #REF! | #REF! | #REF! | #REF! | #REF! | #REF! | #REF! | #REF! | #REF! | #REF! | #REF! | #REF! | #REF! | #REF! | #REF! | #REF! | #REF! | #REF! | #REF! | #REF! | #REF! | #REF! | #REF! | #REF! | #REF! | #REF! | #REF! | #REF! | #REF! | #REF! | #REF! | #REF! | #REF! | #REF! | #REF! | #REF! | #REF! | #REF! | #REF! | #REF! | #REF! | #REF! | #REF! | #REF! | #REF! | #REF! | #REF! | #REF! | #REF! | #REF! | #REF! | #REF! | #REF! | #REF! | #REF! | #REF! | #REF! | #REF! | #REF! | #REF! | #REF! | #REF! | #REF! | #REF! | #REF! | #REF! | #REF! | #REF! | #REF! | #REF! | #REF! | #REF! | #REF! | #REF! | #REF! | #REF! | #REF! | #REF! | #REF! | #REF! | #REF! | #REF! | #REF! | #REF! | #REF! | #REF! | #REF! | #REF! | #REF! | #REF! | #REF! | #REF! | #REF! | #REF! | #REF! | #REF! | #REF! | #REF! | #REF! | #REF! | #REF! | #REF! | #REF! | #REF! | #REF! | #REF! | #REF! | #REF! | #REF! | #REF! | #REF! | #REF! | #REF! | #REF! | #REF! | #REF! | #REF! | #REF! | #REF! | #REF! | #REF! | #REF! | #REF! | #REF! | #REF! | #REF! | #REF! | #REF! | #REF! | #REF! | #REF! | #REF! | #REF! | #REF! | #REF! | #REF! | #REF! | #REF! | #REF! | #REF! | #REF! | #REF! | #REF! | #REF! | #REF! | #REF! | #REF! | #REF! | #REF! | #REF! | #REF! | #REF! | #REF! | #REF! | #REF! | #REF! | #REF! | #REF! | #REF! | #REF! | #REF! | #REF! | #REF! | #REF! | #REF! | #REF! | #REF! | #REF! | #REF! | #REF! | #REF! | #REF! | #REF! | #REF! | #REF! | #REF! | #REF! | #REF! | #REF! | #REF! | #REF! | #REF! | #REF! | #REF! | #REF! | #REF! | #REF! | #REF! | #REF! | #REF! | #REF! | #REF! | #REF! | #REF! | #REF! | #REF! | #REF! | #REF! | #REF! | #REF! | #REF! | #REF! | #REF! | #REF! | #REF! | #REF! | #REF! | #REF! | #REF! | #REF! | #REF! | #REF! | #REF! | #REF! | #REF! | #REF! | #REF! | #REF! | #REF! | #REF! | #REF! | #REF! | #REF! | #REF! | #REF! | #REF! | #REF! | #REF! | #REF! | #REF! | #REF! | #REF! | #REF! | #REF! | #REF! | #REF! | #REF! | #REF! | #REF! | #REF! | #REF! | #REF! | #REF! | #REF! | #REF! | #REF! | #REF! | #REF! | #REF! | #REF! | #REF! | #REF! | #REF! | #REF! | #REF! | #REF! | #REF! | #REF! | #REF! | #REF! | #REF! | #REF! | #REF! | #REF! | #REF! | #REF! | #REF! | #REF! | #REF! | #REF! | #REF! | #REF! | #REF! | #REF! | #REF! | #REF! | #REF! | #REF! | #REF! | #REF! | #REF! | #REF! | #REF! | #REF! | #REF! | #REF! | #REF! | #REF! | #REF! | #REF! | #REF! | #REF! | #REF! | #REF! | #REF! | #REF! | #REF! | #REF! | #REF! | #REF! | #REF! | #REF! | #REF! | #REF! | #REF! | #REF! | #REF! | #REF! | #REF! | #REF! | #REF! | #REF! | #REF! | #REF! | #REF! | #REF! | #REF! | #REF! | #REF! | #REF! | #REF! | #REF! | #REF! | #REF! | #REF! | #REF! | #REF! | #REF! | #REF! | #REF! | #REF! | #REF! | #REF! | #REF! | #REF! | #REF! | #REF! | #REF! | #REF! | #REF! | #REF! | #REF! | #REF! | #REF! | #REF! | #REF! | #REF! | #REF! | #REF! | #REF! | #REF! | #REF! | #REF! | #REF! | #REF! | #REF! | #REF! | #REF! | #REF! | #REF! | #REF! | #REF! | #REF! | #REF! | #REF! | #REF! | #REF! | #REF! | #REF! | #REF! | #REF! | #REF! | #REF! | #REF! | #REF! | #REF! | #REF! | #REF! | #REF! | #REF! | #REF! | #REF! | #REF! | #REF! | #REF! | #REF! | #REF! | #REF! | #REF! | #REF! | #REF! | #REF! | #REF! | #REF! | #REF! | #REF! | #REF! | #REF! | #REF! | #REF! | #REF! | #REF! | #REF! | #REF! | #REF! | #REF! | #REF! | #REF! | #REF! | #REF! | #REF! | #REF! | #REF! | #REF! | #REF! | #REF! | #REF! | #REF! | #REF! | #REF! | #REF! | #REF! | #REF! | #REF! | #REF! | #REF! | #REF! | #REF! | #REF! | #REF! | #REF! | #REF! | #REF! | #REF! | #REF! | #REF! | #REF! | #REF! | #REF! | #REF! | #REF! | #REF! | #REF! | #REF! | #REF! | #REF! | #REF! | #REF! | #REF! | #REF! | #REF! | #REF! | #REF! | #REF! | #REF! | #REF! | #REF! | #REF! | #REF! | #REF! | #REF! | #REF! | #REF! | #REF! | #REF! | #REF! | #REF! | #REF! | #REF! | #REF! | #REF! | #REF! | #REF! | #REF! | #REF! | #REF! | #REF! | #REF! | #REF! | #REF! | #REF! | #REF! | #REF! | #REF! | #REF! | #REF! | #REF! | #REF! | #REF! | #REF! | #REF! | #REF! | #REF! | #REF! | #REF! | #REF! | #REF! | #REF! | #REF! | #REF! | #REF! | #REF! | #REF! | #REF! | #REF! | #REF! | #REF! | #REF! | #REF! | #REF! | #REF! | #REF! | #REF! | #REF! | #REF! | #REF! | #REF! | #REF! | #REF! | #REF! | #REF! | #REF! | #REF! | #REF! | #REF! | #REF! | #REF! | #REF! | #REF! | #REF! | #REF! | #REF! | #REF! | #REF! | #REF! | #REF! | #REF! | #REF! | #REF! | #REF! | #REF! | #REF! | #REF! | #REF! | #REF! | #REF! | #REF! | #REF! | #REF! | #REF! | #REF! | #REF! | #REF! | #REF! | #REF! | #REF! | #REF! | #REF! | #REF! | #REF! | #REF! | #REF! | #REF! | #REF! | #REF! | #REF! | #REF! | #REF! | #REF! | #REF! | #REF! | #REF! | #REF! | #REF! | #REF! | #REF! | #REF! | #REF! | #REF! | #REF! | #REF! | #REF! | #REF! | #REF! | #REF! | #REF! | #REF! | #REF! | #REF! | #REF! | #REF! | #REF! | #REF! | #REF! | #REF! | #REF! | #REF! | #REF! | #REF! | #REF! | #REF! | #REF! | #REF! | #REF! | #REF! | #REF! | #REF! | #REF! | #REF! | #REF! | #REF! | #REF! | #REF! | #REF! | #REF! | #REF! | #REF! | #REF! | #REF! | #REF! | #REF! | #REF! | #REF! | #REF! | #REF! | #REF! | #REF! | #REF! | #REF! | #REF! | #REF! | #REF! | #REF! | #REF! | #REF! | #REF! | #REF! | #REF! | #REF! | #REF! | #REF! | #REF! | #REF! | #REF! | #REF! | #REF! | #REF! | #REF! | #REF! | #REF! | #REF! | #REF! | #REF! | #REF! | #REF! | #REF! | #REF! | #REF! | #REF! | #REF! | #REF! | #REF! | #REF! | #REF! | #REF! | #REF! | #REF! | #REF! | #REF! | #REF! | #REF! | #REF! | #REF! | #REF! | #REF! | #REF! | #REF! | #REF! | #REF! | #REF! | #REF! | #REF! | #REF! | #REF! | #REF! | #REF! | #REF! | #REF! | #REF! | #REF! | #REF! | #REF! | #REF! | #REF! | #REF! | #REF! | #REF! | #REF! | #REF! | #REF! | #REF! | #REF! | #REF! | #REF! | #REF! | #REF! | #REF! | #REF! | #REF! | #REF! | #REF! | #REF! | #REF! | #REF! | #REF! | #REF! | #REF! | #REF! | #REF! | #REF! | #REF! | #REF! | #REF! | #REF! | #REF! | #REF! | #REF! | #REF! | #REF! | #REF! | #REF! | #REF! | #REF! | #REF! | #REF! | #REF! | #REF! | #REF! | #REF! | #REF! | #REF! | #REF! | #REF! | #REF! | #REF! | #REF! | #REF! | #REF! | #REF! | #REF! | #REF! | #REF! | #REF! | #REF! | #REF! | #REF! | #REF! | #REF! | #REF! | #REF! | #REF! | #REF! | #REF! | #REF! | #REF! | #REF! | #REF! | #REF! | #REF! | #REF! | #REF! | #REF! | #REF! | #REF! | #REF! | #REF! | #REF! | #REF! | #REF! | #REF! | #REF! | #REF! | #REF! | #REF! | #REF! | #REF! | #REF! | #REF! | #REF! | #REF! | #REF! | #REF! | #REF! | #REF! | #REF! | #REF! | #REF! | #REF! | #REF! | #REF! | #REF! | #REF! | #REF! | #REF! | #REF! | #REF! | #REF! | #REF! | #REF! | #REF! | #REF! | #REF! | #REF! | #REF! | #REF! | #REF! | #REF! | #REF! | #REF! | #REF! | #REF! | #REF! | #REF! | #REF! | #REF! | #REF! | #REF! | #REF! | #REF! | #REF! | #REF! | #REF! | #REF! | #REF! | #REF! | #REF! | #REF! | #REF! | #REF! | #REF! | #REF! | #REF! | #REF! | #REF! | #REF! | #REF! | #REF! | #REF! | #REF! | #REF! | #REF! | #REF! | #REF! | #REF! | #REF! | #REF! | #REF! | #REF! | #REF! | #REF! | #REF! | #REF! | #REF! | #REF! | #REF! | #REF! | #REF! | #REF! | #REF! | #REF! | #REF! | #REF! | #REF! | #REF! | #REF! | #REF! | #REF! | #REF! | #REF! | #REF! | #REF! | #REF! | #REF! | #REF! | #REF! | #REF! | #REF! | #REF! | #REF! | #REF! | #REF! | #REF! | #REF! | #REF! | #REF! | #REF! | #REF! | #REF! | #REF! | #REF! | #REF! | #REF! | #REF! | #REF! | #REF! | #REF! | #REF! | #REF! | #REF! | #REF! | #REF! | #REF! | #REF! | #REF! | #REF! | #REF! | #REF! | #REF! | #REF! | #REF! | #REF! | #REF! | #REF! | #REF! | #REF! | #REF! | #REF! | #REF! | #REF! | #REF! | #REF! | #REF! | #REF! | #REF! | #REF! | #REF! | #REF! | #REF! | #REF! | #REF! | #REF! | #REF! | #REF! | #REF! | #REF! | #REF! | #REF! | #REF! | #REF! | #REF! | #REF! | #REF! | #REF! | #REF! | #REF! | #REF! | #REF! | #REF! | #REF! | #REF! | #REF! | #REF! | #REF! | #REF! | #REF! | #REF! | #REF! | #REF! | #REF! | #REF! | #REF! | #REF! | #REF! | #REF! | #REF! | #REF! | #REF! | #REF! | #REF! | #REF! | #REF! | #REF! | #REF! | #REF! | #REF! | #REF! | #REF! | #REF! | #REF! | #REF! | #REF! | #REF! | #REF! | #REF! | #REF! | #REF! | #REF! | #REF! | #REF! | #REF! | #REF! | #REF! | #REF! | #REF! | #REF! | #REF! | #REF! | #REF! | #REF! | #REF! | #REF! | #REF! | #REF! | #REF! | #REF! | #REF! | #REF! | #REF! | #REF! | #REF! | #REF! | #REF! | #REF! | #REF! | #REF! | #REF! | #REF! | #REF! | #REF! | #REF! | #REF! | #REF! | #REF! | #REF! | #REF! | #REF! | #REF! | #REF! | #REF! | #REF! | #REF! | #REF! | #REF! | #REF! | #REF! | #REF! | #REF! | #REF! | #REF! | #REF! | #REF! | #REF! | #REF! | #REF! | #REF! | #REF! | #REF! | #REF! | #REF! | #REF! | #REF! | #REF! | #REF! | #REF! | #REF! | #REF! | #REF! | #REF! | #REF! | #REF! | #REF! | #REF! | #REF! | #REF! | #REF! | #REF! | #REF! | #REF! | #REF! | #REF! | #REF! | #REF! | #REF! | #REF! | #REF! | #REF! | #REF! | #REF! | #REF! | #REF! | #REF! | #REF! | #REF! | #REF! | #REF! | #REF! | #REF! | #REF! | #REF! | #REF! | #REF! | #REF! | #REF! | #REF! | #REF! | #REF! | #REF! | #REF! | #REF! | #REF! | #REF! | #REF! | #REF! | #REF! | #REF! | #REF! | #REF! | #REF! | #REF! | #REF! | #REF! | #REF! | #REF! | #REF! | #REF! | #REF! | #REF! | #REF! | #REF! | #REF! | #REF! | #REF! | #REF! | #REF! | #REF! | #REF! | #REF! | #REF! | #REF! | #REF! | #REF! | #REF! | #REF! | #REF! | #REF! | #REF! | #REF! | #REF! | #REF! | #REF! | #REF! | #REF! | #REF! | #REF! | #REF! | #REF! | #REF! | #REF! | #REF! | #REF! | #REF! | #REF! | #REF! | #REF! | #REF! | #REF! | #REF! | #REF! | #REF! | #REF! | #REF! | #REF! | #REF! | #REF! | #REF! | #REF! | #REF! | #REF! | #REF! | #REF! | #REF! | #REF! | #REF! | #REF! | #REF! | #REF! | #REF! | #REF! | #REF! | #REF! | #REF! | #REF! | #REF! | #REF! | #REF! | #REF! | #REF! | #REF! | #REF! | #REF! | #REF! | #REF! | #REF! | #REF! | #REF! | #REF! | #REF! | #REF! | #REF! | #REF! | #REF! | #REF! | #REF! | #REF! | #REF! | #REF! | #REF! | #REF! | #REF! | #REF! | #REF! | #REF! | #REF! | #REF! | #REF! | #REF! | #REF! | #REF! | #REF! | #REF! | #REF! | #REF! | #REF! | #REF! | #REF! | #REF! | #REF! | #REF! | #REF! | #REF! | #REF! | #REF! | #REF! | #REF! | #REF! | #REF! | #REF! | #REF! | #REF! | #REF! | #REF! | #REF! | #REF! | #REF! | #REF! | #REF! | #REF! | #REF! | #REF! | #REF! | #REF! | #REF! | #REF! | #REF! | #REF! | #REF! | #REF! | #REF! | #REF! | #REF! | #REF! | #REF! | #REF! | #REF! | #REF! | #REF! | #REF! | #REF! | #REF! | #REF! | #REF! | #REF! | #REF! | #REF! | #REF! | #REF! | #REF! | #REF! | #REF! | #REF! | #REF! | #REF! | #REF! | #REF! | #REF! | #REF! | #REF! | #REF! | #REF! | #REF! | #REF! | #REF! | #REF! | #REF! | #REF! | #REF! | #REF! | #REF! | #REF! | #REF! | #REF! | #REF! | #REF! | #REF! | #REF! | #REF! | #REF! | #REF! | #REF! | #REF! | #REF! | #REF! | #REF! | #REF! | #REF! | #REF! | #REF! | #REF! | #REF! | #REF! | #REF! | #REF! | #REF! | #REF! | #REF! | #REF! | #REF! | #REF! | #REF! | #REF! | #REF! | #REF! | #REF! | #REF! | #REF! | #REF! | #REF! | #REF! | #REF! | #REF! | #REF! | #REF! | #REF! | #REF! | #REF! | #REF! | #REF! | #REF! | #REF! | #REF! | #REF! | #REF! | #REF! | #REF! | #REF! | #REF! | #REF! | #REF! | #REF! | #REF! | #REF! | #REF! | #REF! | #REF! | #REF! | #REF! | #REF! | #REF! | #REF! | #REF! | #REF! | #REF! | #REF! | #REF! | #REF! | #REF! | #REF! | #REF! | #REF! | #REF! | #REF! | #REF! | #REF! | #REF! | #REF! | #REF! | #REF! | #REF! | #REF! | #REF! | #REF! | #REF! | #REF! | #REF! | #REF! | #REF! | #REF! | #REF! | #REF! | #REF! | #REF! | #REF! | #REF! | #REF! | #REF! | #REF! | #REF! | #REF! | #REF! | #REF! | #REF! | #REF! | #REF! | #REF! | #REF! | #REF! | #REF! | #REF! | #REF! | #REF! | #REF! | #REF! | #REF! | #REF! | #REF! | #REF! | #REF! | #REF! | #REF! | #REF! | #REF! | #REF! | #REF! | #REF! | #REF! | #REF! | #REF! | #REF! | #REF! | #REF! | #REF! | #REF! | #REF! | #REF! | #REF! | #REF! | #REF! | #REF! | #REF! | #REF! | #REF! | #REF! | #REF! | #REF! | #REF! | #REF! | #REF! | #REF! | #REF! | #REF! | #REF! | #REF! | #REF! | #REF! | #REF! | #REF! | #REF! | #REF! | #REF! | #REF! | #REF! | #REF! | #REF! | #REF! | #REF! | #REF! | #REF! | #REF! | #REF! | #REF! | #REF! | #REF! | #REF! | #REF! | #REF! | #REF! | #REF! | #REF! | #REF! | #REF! | #REF! | #REF! | #REF! | #REF! | #REF! | #REF! | #REF! | #REF! | #REF! | #REF! | #REF! | #REF! | #REF! | #REF! | #REF! | #REF! | #REF! | #REF! | #REF! | #REF! | #REF! | #REF! | #REF! | #REF! | #REF! | #REF! | #REF! | #REF! | #REF! | #REF! | #REF! | #REF! | #REF! | #REF! | #REF! | #REF! | #REF! | #REF! | #REF! | #REF! | #REF! | #REF! | #REF! | #REF! | #REF! | #REF! | #REF! | #REF! | #REF! | #REF! | #REF! | #REF! | #REF! | #REF! | #REF! | #REF! | #REF! | #REF! | #REF! | #REF! | #REF! | #REF! | #REF! | #REF! | #REF! | #REF! | #REF! | #REF! | #REF! | #REF! | #REF! | #REF! | #REF! | #REF! | #REF! | #REF! | #REF! | #REF! | #REF! | #REF! | #REF! | #REF! | #REF! | #REF! | #REF! | #REF! | #REF! | #REF! | #REF! | #REF! | #REF! | #REF! | #REF! | #REF! | #REF! | #REF! | #REF! | #REF! | #REF! | #REF! | #REF! | #REF! | #REF! | #REF! | #REF! | #REF! | #REF! | #REF! | #REF! | #REF! | #REF! | #REF! | #REF! | #REF! | #REF! | #REF! | #REF! | #REF! | #REF! | #REF! | #REF! | #REF! | #REF! | #REF! | #REF! | #REF! | #REF! | #REF! | #REF! | #REF! | #REF! | #REF! | #REF! | #REF! | #REF! | #REF! | #REF! | #REF! | #REF! | #REF! | #REF! | #REF! | #REF! | #REF! | #REF! | #REF! | #REF! | #REF! | #REF! | #REF! | #REF! | #REF! | #REF! | #REF! | #REF! | #REF! | #REF! | #REF! | #REF! | #REF! | #REF! | #REF! | #REF! | #REF! | #REF! | #REF! | #REF! | #REF! | #REF! | #REF! | #REF! | #REF! | #REF! | #REF! | #REF! | #REF! | #REF! | #REF! | #REF! | #REF! | #REF! | #REF! | #REF! | #REF! | #REF! | #REF! | #REF! | #REF! | #REF! | #REF! | #REF! | #REF! | #REF! | #REF! | #REF! | #REF! | #REF! | #REF! | #REF! | #REF! | #REF! | #REF! | #REF! | #REF! | #REF! | #REF! | #REF! | #REF! | #REF! | #REF! | #REF! | #REF! | #REF! | #REF! | #REF! | #REF! | #REF! | #REF! | #REF! | #REF! | #REF! | #REF! | #REF! | #REF! | #REF! | #REF! | #REF! | #REF! | #REF! | #REF! | #REF! | #REF! | #REF! | #REF! | #REF! | #REF! | #REF! | #REF! | #REF! | #REF! | #REF! | #REF! | #REF! | #REF! | #REF! | #REF! | #REF! | #REF! | #REF! | #REF! | #REF! | #REF! | #REF! | #REF! | #REF! | #REF! | #REF! | #REF! | #REF! | #REF! | #REF! | #REF! | #REF! | #REF! | #REF! | #REF! | #REF! | #REF! | #REF! | #REF! | #REF! | #REF! | #REF! | #REF! | #REF! | #REF! | #REF! | #REF! | #REF! | #REF! | #REF! | #REF! | #REF! | #REF! | #REF! | #REF! | #REF! | #REF! | #REF! | #REF! | #REF! | #REF! | #REF! | #REF! | #REF! | #REF! | #REF! | #REF! | #REF! | #REF! | #REF! | #REF! | #REF! | #REF! | #REF! | #REF! | #REF! | #REF! | #REF! | #REF! | #REF! | #REF! | #REF! | #REF! | #REF! | #REF! | #REF! | #REF! | #REF! | #REF! | #REF! | #REF! | #REF! | #REF! | #REF! | #REF! | #REF! | #REF! | #REF! | #REF! | #REF! | #REF! | #REF! | #REF! | #REF! | #REF! | #REF! | #REF! | #REF! | #REF! | #REF! | #REF! | #REF! | #REF! | #REF! | #REF! | #REF! | #REF! | #REF! | #REF! | #REF! | #REF! | #REF! | #REF! | #REF! | #REF! | #REF! | #REF! | #REF! | #REF! | #REF! | #REF! | #REF! | #REF! | #REF! | #REF! | #REF! | #REF! | #REF! | #REF! | #REF! | #REF! | #REF! | #REF! | #REF! | #REF! | #REF! | #REF! | #REF! | #REF! | #REF! | #REF! | #REF! | #REF! | #REF! | #REF! | #REF! | #REF! | #REF! | #REF! | #REF! | #REF! | #REF! | #REF! | #REF! | #REF! | #REF! | #REF! | #REF! | #REF! | #REF! | #REF! | #REF! | #REF! | #REF! | #REF! | #REF! | #REF! | #REF! | #REF! | #REF! | #REF! | #REF! | #REF! | #REF! | #REF! | #REF! | #REF! | #REF! | #REF! | #REF! | #REF! | #REF! | #REF! | #REF! | #REF! | #REF! | #REF! | #REF! | #REF! | #REF! | #REF! | #REF! | #REF! | #REF! | #REF! | #REF! | #REF! | #REF! | #REF! | #REF! | #REF! | #REF! | #REF! | #REF! | #REF! | #REF! | #REF! | #REF! | #REF! | #REF! | #REF! | #REF! | #REF! | #REF! | #REF! | #REF! | #REF! | #REF! | #REF! | #REF! | #REF! | #REF! | #REF! | #REF! | #REF! | #REF! | #REF! | #REF! | #REF! | #REF! | #REF! | #REF! | #REF! | #REF! | #REF! | #REF! | #REF! | #REF! | #REF! | #REF! | #REF! | #REF! | #REF! | #REF! | #REF! | #REF! | #REF! | #REF! | #REF! | #REF! | #REF! | #REF! | #REF! | #REF! | #REF! | #REF! | #REF! | #REF! | #REF! | #REF! | #REF! | #REF! | #REF! | #REF! | #REF! | #REF! | #REF! | #REF! | #REF! | #REF! | #REF! | #REF! | #REF! | #REF! | #REF! | #REF! | #REF! | #REF! | #REF! | #REF! | #REF! | #REF! | #REF! | #REF! | #REF! | #REF! | #REF! | #REF! | #REF! | #REF! | #REF! | #REF! | #REF! | #REF! | #REF! | #REF! | #REF! | #REF! | #REF! | #REF! | #REF! | #REF! | #REF! | #REF! | #REF! | #REF! | #REF! | #REF! | #REF! | #REF! | #REF! | #REF! | #REF! | #REF! | #REF! | #REF! | #REF! | #REF! | #REF! | #REF! | #REF! | #REF! | #REF! | #REF! | #REF! | #REF! | #REF! | #REF! | #REF! | #REF! | #REF! | #REF! | #REF! | #REF! | #REF! | #REF! | #REF! | #REF! | #REF! | #REF! | #REF! | #REF! | #REF! | #REF! | #REF! | #REF! | #REF! | #REF! | #REF! | #REF! | #REF! | #REF! | #REF! | #REF! | #REF! | #REF! | #REF! | #REF! | #REF! | #REF! | #REF! | #REF! | #REF! | #REF! | #REF! | #REF! | #REF! | #REF! | #REF! | #REF! | #REF! | #REF! | #REF! | #REF! | #REF! | #REF! | #REF! | #REF! | #REF! | #REF! | #REF! | #REF! | #REF! | #REF! | #REF! | #REF! | #REF! | #REF! | #REF! | #REF! | #REF! | #REF! | #REF! | #REF! | #REF! | #REF! | #REF! | #REF! | #REF! | #REF! | #REF! | #REF! | #REF! | #REF! | #REF! | #REF! | #REF! | #REF! | #REF! | #REF! | #REF! | #REF! | #REF! | #REF! | #REF! | #REF! | #REF! | #REF! | #REF! | #REF! | #REF! | #REF! | #REF! | #REF! | #REF! | #REF! | #REF! | #REF! | #REF! | #REF! | #REF! | #REF! | #REF! | #REF! | #REF! | #REF! | #REF! | #REF! | #REF! | #REF! | #REF! | #REF! | #REF! | #REF! | #REF! | #REF! | #REF! | #REF! | #REF! | #REF! | #REF! | #REF! | #REF! | #REF! | #REF! | #REF! | #REF! | #REF! | #REF! | #REF! | #REF! | #REF! | #REF! | #REF! | #REF! | #REF! | #REF! | #REF! | #REF! | #REF! | #REF! | #REF! | #REF! | #REF! | #REF! | #REF! | #REF! | #REF! | #REF! | #REF! | #REF! | #REF! | #REF! | #REF! | #REF! | #REF! | #REF! | #REF! | #REF! | #REF! | #REF! | #REF! | #REF! | #REF! | #REF! | #REF! | #REF! | #REF! | #REF! | #REF! | #REF! | #REF! | #REF! | #REF! | #REF! | #REF! | #REF! | #REF! | #REF! | #REF! | #REF! | #REF! | #REF! | #REF! | #REF! | #REF! | #REF! | #REF! | #REF! | #REF! | #REF! | #REF! | #REF! | #REF! | #REF! | #REF! | #REF! | #REF! | #REF! | #REF! | #REF! | #REF! | #REF! | #REF! | #REF! | #REF! | #REF! | #REF! | #REF! | #REF! | #REF! | #REF! | #REF! | #REF! | #REF! | #REF! | #REF! | #REF! | #REF! | #REF! | #REF! | #REF! | #REF! | #REF! | #REF! | #REF! | #REF! | #REF! | #REF! | #REF! | #REF! | #REF! | #REF! | #REF! | #REF! | #REF! | #REF! | #REF! | #REF! | #REF! | #REF! | #REF! | #REF! | #REF! | #REF! | #REF! | #REF! | #REF! | #REF! | #REF! | #REF! | #REF! | #REF! | #REF! | #REF! | #REF! | #REF! | #REF! | #REF! | #REF! | #REF! | #REF! | #REF! | #REF! | #REF! | #REF! | #REF! | #REF! | #REF! | #REF! | #REF! | #REF! | #REF! | #REF! | #REF! | #REF! | #REF! | #REF! | #REF! | #REF! | #REF! | #REF! | #REF! | #REF! | #REF! | #REF! | #REF! | #REF! | #REF! | #REF! | #REF! | #REF! | #REF! | #REF! | #REF! | #REF! | #REF! | #REF! | #REF! | #REF! | #REF! | #REF! | #REF! | #REF! | #REF! | #REF! | #REF! | #REF! | #REF! | #REF! | #REF! | #REF! | #REF! | #REF! | #REF! | #REF! | #REF! | #REF! | #REF! | #REF! | #REF! | #REF! | #REF! | #REF! | #REF! | #REF! | #REF! | #REF! | #REF! | #REF! | #REF! | #REF! | #REF! | #REF! | #REF! | #REF! | #REF! | #REF! | #REF! | #REF! | #REF! | #REF! | #REF! | #REF! | #REF! | #REF! | #REF! | #REF! | #REF! | #REF! | #REF! | #REF! | #REF! | #REF! | #REF! | #REF! | #REF! | #REF! | #REF! | #REF! | #REF! | #REF! | #REF! | #REF! | #REF! | #REF! | #REF! | #REF! | #REF! | #REF! | #REF! | #REF! | #REF! | #REF! | #REF! | #REF! | #REF! | #REF! | #REF! | #REF! | #REF! | #REF! | #REF! | #REF! | #REF! | #REF! | #REF! | #REF! | #REF! | #REF! | #REF! | #REF! | #REF! | #REF! | #REF! | #REF! | #REF! | #REF! | #REF! | #REF! | #REF! | #REF! | #REF! | #REF! | #REF! | #REF! | #REF! | #REF! | #REF! | #REF! | #REF! | #REF! | #REF! | #REF! | #REF! | #REF! | #REF! | #REF! | #REF! | #REF! | #REF! | #REF! | #REF! | #REF! | #REF! | #REF! | #REF! | #REF! | #REF! | #REF! | #REF! | #REF! | #REF! | #REF! | #REF! | #REF! | #REF! | #REF! | #REF! | #REF! | #REF! | #REF! | #REF! | #REF! | #REF! | #REF! | #REF! | #REF! | #REF! | #REF! | #REF! | #REF! | #REF! | #REF! | #REF! | #REF! | #REF! | #REF! | #REF! | #REF! | #REF! | #REF! | #REF! | #REF! | #REF! | #REF! | #REF! | #REF! | #REF! | #REF! | #REF! | #REF! | #REF! | #REF! | #REF! | #REF! | #REF! | #REF! | #REF! | #REF! | #REF! | #REF! | #REF! | #REF! | #REF! | #REF! | #REF! | #REF! | #REF! | #REF! | #REF! | #REF! | #REF! | #REF! | #REF! | #REF! | #REF! | #REF! | #REF! | #REF! | #REF! | #REF! | #REF! | #REF! | #REF! | #REF! | #REF! | #REF! | #REF! | #REF! | #REF! | #REF! | #REF! | #REF! | #REF! | #REF! | #REF! | #REF! | #REF! | #REF! | #REF! | #REF! | #REF! | #REF! | #REF! | #REF! | #REF! | #REF! | #REF! | #REF! | #REF! | #REF! | #REF! | #REF! | #REF! | #REF! | #REF! | #REF! | #REF! | #REF! | #REF! | #REF! | #REF! | #REF! | #REF! | #REF! | #REF! | #REF! | #REF! | #REF! | #REF! | #REF! | #REF! | #REF! | #REF! | #REF! | #REF! | #REF! | #REF! | #REF! | #REF! | #REF! | #REF! | #REF! | #REF! | #REF! | #REF! | #REF! | #REF! | #REF! | #REF! | #REF! | #REF! | #REF! | #REF! | #REF! | #REF! | #REF! | #REF! | #REF! | #REF! | #REF! | #REF! | #REF! | #REF! | #REF! | #REF! | #REF! | #REF! | #REF! | #REF! | #REF! | #REF! | #REF! | #REF! | #REF! | #REF! | #REF! | #REF! | #REF! | #REF! | #REF! | #REF! | #REF! | #REF! | #REF! | #REF! | #REF! | #REF! | #REF! | #REF! | #REF! | #REF! | #REF! | #REF! | #REF! | #REF! | #REF! | #REF! | #REF! | #REF! | #REF! | #REF! | #REF! | #REF! | #REF! | #REF! | #REF! | #REF! | #REF! | #REF! | #REF! | #REF! | #REF! | #REF! | #REF! | #REF! | #REF! | #REF! | #REF! | #REF! | #REF! | #REF! | #REF! | #REF! | #REF! | #REF! | #REF! | #REF! | #REF! | #REF! | #REF! | #REF! | #REF! | #REF! | #REF! | #REF! | #REF! | #REF! | #REF! | #REF! | #REF! | #REF! | #REF! | #REF! | #REF! | #REF! | #REF! | #REF! | #REF! | #REF! | #REF! | #REF! | #REF! | #REF! | #REF! | #REF! | #REF! | #REF! | #REF! | #REF! | #REF! | #REF! | #REF! | #REF! | #REF! | #REF! | #REF! | #REF! | #REF! | #REF! | #REF! | #REF! | #REF! | #REF! | #REF! | #REF! | #REF! | #REF! | #REF! | #REF! | #REF! | #REF! | #REF! | #REF! | #REF! | #REF! | #REF! | #REF! | #REF! | #REF! | #REF! | #REF! | #REF! | #REF! | #REF! | #REF! | #REF! | #REF! | #REF! | #REF! | #REF! | #REF! | #REF! | #REF! | #REF! | #REF! | #REF! | #REF! | #REF! | #REF! | #REF! | #REF! | #REF! | #REF! | #REF! | #REF! | #REF! | #REF! | #REF! | #REF! | #REF! | #REF! | #REF! | #REF! | #REF! | #REF! | #REF! | #REF! | #REF! | #REF! | #REF! | #REF! | #REF! | #REF! | #REF! | #REF! | #REF! | #REF! | #REF! | #REF! | #REF! | #REF! | #REF! | #REF! | #REF! | #REF! | #REF! | #REF! | #REF! | #REF! | #REF! | #REF! | #REF! | #REF! | #REF! | #REF! | #REF! | #REF! | #REF! | #REF! | #REF! | #REF! | #REF! | #REF! | #REF! | #REF! | #REF! | #REF! | #REF! | #REF! | #REF! | #REF! | #REF! | #REF! | #REF! | #REF! | #REF! | #REF! | #REF! | #REF! | #REF! | #REF! | #REF! | #REF! | #REF! | #REF! | #REF! | #REF! | #REF! | #REF! | #REF! | #REF! | #REF! | #REF! | #REF! | #REF! | #REF! | #REF! | #REF! | #REF! | #REF! | #REF! | #REF! | #REF! | #REF! | #REF! | #REF! | #REF! | #REF! | #REF! | #REF! | #REF! | #REF! | #REF! | #REF! | #REF! | #REF! | #REF! | #REF! | #REF! | #REF! | #REF! | #REF! | #REF! | #REF! | #REF! | #REF! | #REF! | #REF! | #REF! | #REF! | #REF! | #REF! | #REF! | #REF! | #REF! | #REF! | #REF! | #REF! | #REF! | #REF! | #REF! | #REF! | #REF! | #REF! | #REF! | #REF! | #REF! | #REF! | #REF! | #REF! | #REF! | #REF! | #REF! | #REF! | #REF! | #REF! | #REF! | #REF! | #REF! | #REF! | #REF! | #REF! | #REF! | #REF! | #REF! | #REF! | #REF! | #REF! | #REF! | #REF! | #REF! | #REF! | #REF! | #REF! | #REF! | #REF! | #REF! | #REF! | #REF! | #REF! | #REF! | #REF! | #REF! | #REF! | #REF! | #REF! | #REF! | #REF! | #REF! | #REF! | #REF! | #REF! | #REF! | #REF! | #REF! | #REF! | #REF! | #REF! | #REF! | #REF! | #REF! | #REF! | #REF! | #REF! | #REF! | #REF! | #REF! | #REF! | #REF! | #REF! | #REF! | #REF! | #REF! | #REF! | #REF! | #REF! | #REF! | #REF! | #REF! | #REF! | #REF! | #REF! | #REF! | #REF! | #REF! | #REF! | #REF! | #REF! | #REF! | #REF! | #REF! | #REF! | #REF! | #REF! | #REF! | #REF! | #REF! | #REF! | #REF! | #REF! | #REF! | #REF! | #REF! | #REF! | #REF! | #REF! | #REF! | #REF! | #REF! | #REF! | #REF! | #REF! | #REF! | #REF! | #REF! | #REF! | #REF! | #REF! | #REF! | #REF! | #REF! | #REF! | #REF! | #REF! | #REF! | #REF! | #REF! | #REF! | #REF! | #REF! | #REF! | #REF! | #REF! | #REF! | #REF! | #REF! | #REF! | #REF! | #REF! | #REF! | #REF! | #REF! | #REF! | #REF! | #REF! | #REF! | #REF! | #REF! | #REF! | #REF! | #REF! | #REF! | #REF! | #REF! | #REF! | #REF! | #REF! | #REF! | #REF! | #REF! | #REF! | #REF! | #REF! | #REF! | #REF! | #REF! | #REF! | #REF! | #REF! | #REF! | #REF! | #REF! | #REF! | #REF! | #REF! | #REF! | #REF! | #REF! | #REF! | #REF! | #REF! | #REF! | #REF! | #REF! | #REF! | #REF! | #REF! | #REF! | #REF! | #REF! | #REF! | #REF! | #REF! | #REF! | #REF! | #REF! | #REF! | #REF! | #REF! | #REF! | #REF! | #REF! | #REF! | #REF! | #REF! | #REF! | #REF! | #REF! | #REF! | #REF! | #REF! | #REF! | #REF! | #REF! | #REF! | #REF! | #REF! | #REF! | #REF! | #REF! | #REF! | #REF! | #REF! | #REF! | #REF! | #REF! | #REF! | #REF! | #REF! | #REF! | #REF! | #REF! | #REF! | #REF! | #REF! | #REF! | #REF! | #REF! | #REF! | #REF! | #REF! | #REF! | #REF! | #REF! | #REF! | #REF! | #REF! | #REF! | #REF! | #REF! | #REF! | #REF! | #REF! | #REF! | #REF! | #REF! | #REF! | #REF! | #REF! | #REF! | #REF! | #REF! | #REF! | #REF! | #REF! | #REF! | #REF! | #REF! | #REF! | #REF! | #REF! | #REF! | #REF! | #REF! | #REF! | #REF! | #REF! | #REF! | #REF! | #REF! | #REF! | #REF! | #REF! | #REF! | #REF! | #REF! | #REF! | #REF! | #REF! | #REF! | #REF! | #REF! | #REF! | #REF! | #REF! | #REF! | #REF! | #REF! | #REF! | #REF! | #REF! | #REF! | #REF! | #REF! | #REF! | #REF! | #REF! | #REF! | #REF! | #REF! | #REF! | #REF! | #REF! | #REF! | #REF! | #REF! | #REF! | #REF! | #REF! | #REF! | #REF! | #REF! | #REF! | #REF! | #REF! | #REF! | #REF! | #REF! | #REF! | #REF! | #REF! | #REF! | #REF! | #REF! | #REF! | #REF! | #REF! | #REF! | #REF! | #REF! | #REF! | #REF! | #REF! | #REF! | #REF! | #REF! | #REF! | #REF! | #REF! | #REF! | #REF! | #REF! | #REF! | #REF! | #REF! | #REF! | #REF! | #REF! | #REF! | #REF! | #REF! | #REF! | #REF! | #REF! | #REF! | #REF! | #REF! | #REF! | #REF! | #REF! | #REF! | #REF! | #REF! | #REF! | #REF! | #REF! | #REF! | #REF! | #REF! | #REF! | #REF! | #REF! | #REF! | #REF! | #REF! | #REF! | #REF! | #REF! | #REF! | #REF! | #REF! | #REF! | #REF! | #REF! | #REF! | #REF! | #REF! | #REF! | #REF! | #REF! | #REF! | #REF! | #REF! | #REF! | #REF! | #REF! | #REF! | #REF! | #REF! | #REF! | #REF! | #REF! | #REF! | #REF! | #REF! | #REF! | #REF! | #REF! | #REF! | #REF! | #REF! | #REF! | #REF! | #REF! | #REF! | #REF! | #REF! | #REF! | #REF! | #REF! | #REF! | #REF! | #REF! | #REF! | #REF! | #REF! | #REF! | #REF! | #REF! | #REF! | #REF! | #REF! | #REF! | #REF! | #REF! | #REF! | #REF! | #REF! | #REF! | #REF! | #REF! | #REF! | #REF! | #REF! | #REF! | #REF! | #REF! | #REF! | #REF! | #REF! | #REF! | #REF! | #REF! | #REF! | #REF! | #REF! | #REF! | #REF! | #REF! | #REF! | #REF! | #REF! | #REF! | #REF! | #REF! | #REF! | #REF! | #REF! | #REF! | #REF! | #REF! | #REF! | #REF! | #REF! | #REF! | #REF! | #REF! | #REF! | #REF! | #REF! | #REF! | #REF! | #REF! | #REF! | #REF! | #REF! | #REF! | #REF! | #REF! | #REF! | #REF! | #REF! | #REF! | #REF! | #REF! | #REF! | #REF! | #REF! | #REF! | #REF! | #REF! | #REF! | #REF! | #REF! | #REF! | #REF! | #REF! | #REF! | #REF! | #REF! | #REF! | #REF! | #REF! | #REF! | #REF! | #REF! | #REF! | #REF! | #REF! | #REF! | #REF! | #REF! | #REF! | #REF! | #REF! | #REF! | #REF! | #REF! | #REF! | #REF! | #REF! | #REF! | #REF! | #REF! | #REF! | #REF! | #REF! | #REF! | #REF! | #REF! | #REF! | #REF! | #REF! | #REF! | #REF! | #REF! | #REF! | #REF! | #REF! | #REF! | #REF! | #REF! | #REF! | #REF! | #REF! | #REF! | #REF! | #REF! | #REF! | #REF! | #REF! | #REF! | #REF! | #REF! | #REF! | #REF! | #REF! | #REF! | #REF! | #REF! | #REF! | #REF! | #REF! | #REF! | #REF! | #REF! | #REF! | #REF! | #REF! | #REF! | #REF! | #REF! | #REF! | #REF! | #REF! | #REF! | #REF! | #REF! | #REF! | #REF! | #REF! | #REF! | #REF! | #REF! | #REF! | #REF! | #REF! | #REF! | #REF! | #REF! | #REF! | #REF! | #REF! | #REF! | #REF! | #REF! | #REF! | #REF! | #REF! | #REF! | #REF! | #REF! | #REF! | #REF! | #REF! | #REF! | #REF! | #REF! | #REF! | #REF! | #REF! | #REF! | #REF! | #REF! | #REF! | #REF! | #REF! | #REF! | #REF! | #REF! | #REF! | #REF! | #REF! | #REF! | #REF! | #REF! | #REF! | #REF! | #REF! | #REF! | #REF! | #REF! | #REF! | #REF! | #REF! | #REF! | #REF! | #REF! | #REF! | #REF! | #REF! | #REF! | #REF! | #REF! | #REF! | #REF! | #REF! | #REF! | #REF! | #REF! | #REF! | #REF! | #REF! | #REF! | #REF! | #REF! | #REF! | #REF! | #REF! | #REF! | #REF! | #REF! | #REF! | #REF! | #REF! | #REF! | #REF! | #REF! | #REF! | #REF! | #REF! | #REF! | #REF! | #REF! | #REF! | #REF! | #REF! | #REF! | #REF! | #REF! | #REF! | #REF! | #REF! | #REF! | #REF! | #REF! | #REF! | #REF! | #REF! | #REF! | #REF! | #REF! | #REF! | #REF! | #REF! | #REF! | #REF! | #REF! | #REF! | #REF! | #REF! | #REF! | #REF! | #REF! | #REF! | #REF! | #REF! | #REF! | #REF! | #REF! | #REF! | #REF! | #REF! | #REF! | #REF! | #REF! | #REF! | #REF! | #REF! | #REF! | #REF! | #REF! | #REF! | #REF! | #REF! | #REF! | #REF! | #REF! | #REF! | #REF! | #REF! | #REF! | #REF! | #REF! | #REF! | #REF! | #REF! | #REF! | #REF! | #REF! | #REF! | #REF! | #REF! | #REF! | #REF! | #REF! | #REF! | #REF! | #REF! | #REF! | #REF! | #REF! | #REF! | #REF! | #REF! | #REF! | #REF! | #REF! | #REF! | #REF! | #REF! | #REF! | #REF! | #REF! | #REF! | #REF! | #REF! | #REF! | #REF! | #REF! | #REF! | #REF! | #REF! | #REF! | #REF! | #REF! | #REF! | #REF! | #REF! | #REF! | #REF! | #REF! | #REF! | #REF! | #REF! | #REF! | #REF! | #REF! | #REF! | #REF! | #REF! | #REF! | #REF! | #REF! | #REF! | #REF! | #REF! | #REF! | #REF! | #REF! | #REF! | #REF! | #REF! | #REF! | #REF! | #REF! | #REF! | #REF! | #REF! | #REF! | #REF! | #REF! | #REF! | #REF! | #REF! | #REF! | #REF! | #REF! | #REF! | #REF! | #REF! | #REF! | #REF! | #REF! | #REF! | #REF! | #REF! | #REF! | #REF! | #REF! | #REF! | #REF! | #REF! | #REF! | #REF! | #REF! | #REF! | #REF! | #REF! | #REF! | #REF! | #REF! | #REF! | #REF! | #REF! | #REF! | #REF! | #REF! | #REF! | #REF! | #REF! | #REF! | #REF! | #REF! | #REF! | #REF! | #REF! | #REF! | #REF! | #REF! | #REF! | #REF! | #REF! | #REF! | #REF! | #REF! | #REF! | #REF! | #REF! | #REF! | #REF! | #REF! | #REF! | #REF! | #REF! | #REF! | #REF! | #REF! | #REF! | #REF! | #REF! | #REF! | #REF! | #REF! | #REF! | #REF! | #REF! | #REF! | #REF! | #REF! | #REF! | #REF! | #REF! | #REF! | #REF! | #REF! | #REF! | #REF! | #REF! | #REF! | #REF! | #REF! | #REF! | #REF! | #REF! | #REF! | #REF! | #REF! | #REF! | #REF! | #REF! | #REF! | #REF! | #REF! | #REF! | #REF! | #REF! | #REF! | #REF! | #REF! | #REF! | #REF! | #REF! | #REF! | #REF! | #REF! | #REF! | #REF! | #REF! | #REF! | #REF! | #REF! | #REF! | #REF! | #REF! | #REF! | #REF! | #REF! | #REF! | #REF! | #REF! | #REF! | #REF! | #REF! | #REF! | #REF! | #REF! | #REF! | #REF! | #REF! | #REF! | #REF! | #REF! | #REF! | #REF! | #REF! | #REF! | #REF! | #REF! | #REF! | #REF! | #REF! | #REF! | #REF! | #REF! | #REF! | #REF! | #REF! | #REF! | #REF! | #REF! | #REF! | #REF! | #REF! | #REF! | #REF! | #REF! | #REF! | #REF! | #REF! | #REF! | #REF! | #REF! | #REF! | #REF! | #REF! | #REF! | #REF! | #REF! | #REF! | #REF! | #REF! | #REF! | #REF! | #REF! | #REF! | #REF! | #REF! | #REF! | #REF! | #REF! | #REF! | #REF! | #REF! | #REF! | #REF! | #REF! | #REF! | #REF! | #REF! | #REF! | #REF! | #REF! | #REF! | #REF! | #REF! | #REF! | #REF! | #REF! | #REF! | #REF! | #REF! | #REF! | #REF! | #REF! | #REF! | #REF! | #REF! | #REF! | #REF! | #REF! | #REF! | #REF! | #REF! | #REF! | #REF! | #REF! | #REF! | #REF! | #REF! | #REF! | #REF! | #REF! | #REF! | #REF! | #REF! | #REF! | #REF! | #REF! | #REF! | #REF! | #REF! | #REF! | #REF! | #REF! | #REF! | #REF! | #REF! | #REF! | #REF! | #REF! | #REF! | #REF! | #REF! | #REF! | #REF! | #REF! | #REF! | #REF! | #REF! | #REF! | #REF! | #REF! | #REF! | #REF! | #REF! | #REF! | #REF! | #REF! | #REF! | #REF! | #REF! | #REF! | #REF! | #REF! | #REF! | #REF! | #REF! | #REF! | #REF! | #REF! | #REF! | #REF! | #REF! | #REF! | #REF! | #REF! | #REF! | #REF! | #REF! | #REF! | #REF! | #REF! | #REF! | #REF! | #REF! | #REF! | #REF! | #REF! | #REF! | #REF! | #REF! | #REF! | #REF! | #REF! | #REF! | #REF! | #REF! | #REF! | #REF! | #REF! | #REF! | #REF! | #REF! | #REF! | #REF! | #REF! | #REF! | #REF! | #REF! | #REF! | #REF! | #REF! | #REF! | #REF! | #REF! | #REF! | #REF! | #REF! | #REF! | #REF! | #REF! | #REF! | #REF! | #REF! | #REF! | #REF! | #REF! | #REF! | #REF! | #REF! | #REF! | #REF! | #REF! | #REF! | #REF! | #REF! | #REF! | #REF! | #REF! | #REF! | #REF! | #REF! | #REF! | #REF! | #REF! | #REF! | #REF! | #REF! | #REF! | #REF! | #REF! | #REF! | #REF! | #REF! | #REF! | #REF! | #REF! | #REF! | #REF! | #REF! | #REF! | #REF! | #REF! | #REF! | #REF! | #REF! | #REF! | #REF! | #REF! | #REF! | #REF! | #REF! | #REF! | #REF! | #REF! | #REF! | #REF! | #REF! | #REF! | #REF! | #REF! | #REF! | #REF! | #REF! | #REF! | #REF! | #REF! | #REF! | #REF! | #REF! | #REF! | #REF! | #REF! | #REF! | #REF! | #REF! | #REF! | #REF! | #REF! | #REF! | #REF! | #REF! | #REF! | #REF! | #REF! | #REF! | #REF! | #REF! | #REF! | #REF! | #REF! | #REF! | #REF! | #REF! | #REF! | #REF! | #REF! | #REF! | #REF! | #REF! | #REF! | #REF! | #REF! | #REF! | #REF! | #REF! | #REF! | #REF! | #REF! | #REF! | #REF! | #REF! | #REF! | #REF! | #REF! | #REF! | #REF! | #REF! | #REF! | #REF! | #REF! | #REF! | #REF! | #REF! | #REF! | #REF! | #REF! | #REF! | #REF! | #REF! | #REF! | #REF! | #REF! | #REF! | #REF! | #REF! | #REF! | #REF! | #REF! | #REF! | #REF! | #REF! | #REF! | #REF! | #REF! | #REF! | #REF! | #REF! | #REF! | #REF! | #REF! | #REF! | #REF! | #REF! | #REF! | #REF! | #REF! | #REF! | #REF! | #REF! | #REF! | #REF! | #REF! | #REF! | #REF! | #REF! | #REF! | #REF! | #REF! | #REF! | #REF! | #REF! | #REF! | #REF! | #REF! | #REF! | #REF! | #REF! | #REF! | #REF! | #REF! | #REF! | #REF! | #REF! | #REF! | #REF! | #REF! | #REF! | #REF! | #REF! | #REF! | #REF! | #REF! | #REF! | #REF! | #REF! | #REF! | #REF! | #REF! | #REF! | #REF! | #REF! | #REF! | #REF! | #REF! | #REF! | #REF! | #REF! | #REF! | #REF! | #REF! | #REF! | #REF! | #REF! | #REF! | #REF! | #REF! | #REF! | #REF! | #REF! | #REF! | #REF! | #REF! | #REF! | #REF! | #REF! | #REF! | #REF! | #REF! | #REF! | #REF! | #REF! | #REF! | #REF! | #REF! | #REF! | #REF! | #REF! | #REF! | #REF! | #REF! | #REF! | #REF! | #REF! | #REF! | #REF! | #REF! | #REF! | #REF! | #REF! | #REF! | #REF! | #REF! | #REF! | #REF! | #REF! | #REF! | #REF! | #REF! | #REF! | #REF! | #REF! | #REF! | #REF! | #REF! | #REF! | #REF! | #REF! | #REF! | #REF! | #REF! | #REF! | #REF! | #REF! | #REF! | #REF! | #REF! | #REF! | #REF! | #REF! | #REF! | #REF! | #REF! | #REF! | #REF! | #REF! | #REF! | #REF! | #REF! | #REF! | #REF! | #REF! | #REF! | #REF! | #REF! | #REF! | #REF! | #REF! | #REF! | #REF! | #REF! | #REF! | #REF! | #REF! | #REF! | #REF! | #REF! | #REF! | #REF! | #REF! | #REF! | #REF! | #REF! | #REF! | #REF! | #REF! | #REF! | #REF! | #REF! | #REF! | #REF! | #REF! | #REF! | #REF! | #REF! | #REF! | #REF! | #REF! | #REF! | #REF! | #REF! | #REF! | #REF! | #REF! | #REF! | #REF! | #REF! | #REF! | #REF! | #REF! | #REF! | #REF! | #REF! | #REF! | #REF! | #REF! | #REF! | #REF! | #REF! | #REF! | #REF! | #REF! | #REF! | #REF! | #REF! | #REF! | #REF! | #REF! | #REF! | #REF! | #REF! | #REF! | #REF! | #REF! | #REF! | #REF! | #REF! | #REF! | #REF! | #REF! | #REF! | #REF! | #REF! | #REF! | #REF! | #REF! | #REF! | #REF! | #REF! | #REF! | #REF! | #REF! | #REF! | #REF! | #REF! | #REF! | #REF! | #REF! | #REF! | #REF! | #REF! | #REF! | #REF! | #REF! | #REF! | #REF! | #REF! | #REF! | #REF! | #REF! | #REF! | #REF! | #REF! | #REF! | #REF! | #REF! | #REF! | #REF! | #REF! | #REF! | #REF! | #REF! | #REF! | #REF! | #REF! | #REF! | #REF! | #REF! | #REF! | #REF! | #REF! | #REF! | #REF! | #REF! | #REF! | #REF! | #REF! | #REF! | #REF! | #REF! | #REF! | #REF! | #REF! | #REF! | #REF! | #REF! | #REF! | #REF! | #REF! | #REF! | #REF! | #REF! | #REF! | #REF! | #REF! | #REF! | #REF! | #REF! | #REF! | #REF! | #REF! | #REF! | #REF! | #REF! | #REF! | #REF! | #REF! | #REF! | #REF! | #REF! | #REF! | #REF! | #REF! | #REF! | #REF! | #REF! | #REF! | #REF! | #REF! | #REF! | #REF! | #REF! | #REF! | #REF! | #REF! | #REF! | #REF! | #REF! | #REF! | #REF! | #REF! | #REF! | #REF! | #REF! | #REF! | #REF! | #REF! | #REF! | #REF! | #REF! | #REF! | #REF! | #REF! | #REF! | #REF! | #REF! | #REF! | #REF! | #REF! | #REF! | #REF! | #REF! | #REF! | #REF! | #REF! | #REF! | #REF! | #REF! | #REF! | #REF! | #REF! | #REF! | #REF! | #REF! | #REF! | #REF! | #REF! | #REF! | #REF! | #REF! | #REF! | #REF! | #REF! | #REF! | #REF! | #REF! | #REF! | #REF! | #REF! | #REF! | #REF! | #REF! | #REF! | #REF! | #REF! | #REF! | #REF! | #REF! | #REF! | #REF! | #REF! | #REF! | #REF! | #REF! | #REF! | #REF! | #REF! | #REF! | #REF! | #REF! | #REF! | #REF! | #REF! | #REF! | #REF! | #REF! | #REF! | #REF! | #REF! | #REF! | #REF! | #REF! | #REF! | #REF! | #REF! | #REF! | #REF! | #REF! | #REF! | #REF! | #REF! | #REF! | #REF! | #REF! | #REF! | #REF! | #REF! | #REF! | #REF! | #REF! | #REF! | #REF! | #REF! | #REF! | #REF! | #REF! | #REF! | #REF! | #REF! | #REF! | #REF! | #REF! | #REF! | #REF! | #REF! | #REF! | #REF! | #REF! | #REF! | #REF! | #REF! | #REF! | #REF! | #REF! | #REF! | #REF! | #REF! | #REF! | #REF! | #REF! | #REF! | #REF! | #REF! | #REF! | #REF! | #REF! | #REF! | #REF! | #REF! | #REF! | #REF! | #REF! | #REF! | #REF! | #REF! | #REF! | #REF! | #REF! | #REF! | #REF! | #REF! | #REF! | #REF! | #REF! | #REF! | #REF! | #REF! | #REF! | #REF! | #REF! | #REF! | #REF! | #REF! | #REF! | #REF! | #REF! | #REF! | #REF! | #REF! | #REF! | #REF! | #REF! | #REF! | #REF! | #REF! | #REF! | #REF! | #REF! | #REF! | #REF! | #REF! | #REF! | #REF! | #REF! | #REF! | #REF! | #REF! | #REF! | #REF! | #REF! | #REF! | #REF! | #REF! | #REF! | #REF! | #REF! | #REF! | #REF! | #REF! | #REF! | #REF! | #REF! | #REF! | #REF! | #REF! | #REF! | #REF! | #REF! | #REF! | #REF! | #REF! | #REF! | #REF! | #REF! | #REF! | #REF! | #REF! | #REF! | #REF! | #REF! | #REF! | #REF! | #REF! | #REF! | #REF! | #REF! | #REF! | #REF! | #REF! | #REF! | #REF! | #REF! | #REF! | #REF! | #REF! | #REF! | #REF! | #REF! | #REF! | #REF! | #REF! | #REF! | #REF! | #REF! | #REF! | #REF! | #REF! | #REF! | #REF! | #REF! | #REF! | #REF! | #REF! | #REF! | #REF! | #REF! | #REF! | #REF! | #REF! | #REF! | #REF! | #REF! | #REF! | #REF! | #REF! | #REF! | #REF! | #REF! | #REF! | #REF! | #REF! | #REF! | #REF! | #REF! | #REF! | #REF! | #REF! | #REF! | #REF! | #REF! | #REF! | #REF! | #REF! | #REF! | #REF! | #REF! | #REF! | #REF! | #REF! | #REF! | #REF! | #REF! | #REF! | #REF! | #REF! | #REF! | #REF! | #REF! | #REF! | #REF! | #REF! | #REF! | #REF! | #REF! | #REF! | #REF! | #REF! | #REF! | #REF! | #REF! | #REF! | #REF! | #REF! | #REF! | #REF! | #REF! | #REF! | #REF! | #REF! | #REF! | #REF! | #REF! | #REF! | #REF! | #REF! | #REF! | #REF! | #REF! | #REF! | #REF! | #REF! | #REF! | #REF! | #REF! | #REF! | #REF! | #REF! | #REF! | #REF! | #REF! | #REF! | #REF! | #REF! | #REF! | #REF! | #REF! | #REF! | #REF! | #REF! | #REF! | #REF! | #REF! | #REF! | #REF! | #REF! | #REF! | #REF! | #REF! | #REF! | #REF! | #REF! | #REF! | #REF! | #REF! | #REF! | #REF! | #REF! | #REF! | #REF! | #REF! | #REF! | #REF! | #REF! | #REF! | #REF! | #REF! | #REF! | #REF! | #REF! | #REF! | #REF! | #REF! | #REF! | #REF! | #REF! | #REF! | #REF! | #REF! | #REF! | #REF! | #REF! | #REF! | #REF! | #REF! | #REF! | #REF! | #REF! | #REF! | #REF! | #REF! | #REF! | #REF! | #REF! | #REF! | #REF! | #REF! | #REF! | #REF! | #REF! | #REF! | #REF! | #REF! | #REF! | #REF! | #REF! | #REF! | #REF! | #REF! | #REF! | #REF! | #REF! | #REF! | #REF! | #REF! | #REF! | #REF! | #REF! | #REF! | #REF! | #REF! | #REF! | #REF! | #REF! | #REF! | #REF! | #REF! | #REF! | #REF! | #REF! | #REF! | #REF! | #REF! | #REF! | #REF! | #REF! | #REF! | #REF! | #REF! | #REF! | #REF! | #REF! | #REF! | #REF! | #REF! | #REF! | #REF! | #REF! | #REF! | #REF! | #REF! | #REF! | #REF! | #REF! | #REF! | #REF! | #REF! | #REF! | #REF! | #REF! | #REF! | #REF! | #REF! | #REF! | #REF! | #REF! | #REF! | #REF! | #REF! | #REF! | #REF! | #REF! | #REF! | #REF! | #REF! | #REF! | #REF! | #REF! | #REF! | #REF! | #REF! | #REF! | #REF! | #REF! | #REF! | #REF! | #REF! | #REF! | #REF! | #REF! | #REF! | #REF! | #REF! | #REF! | #REF! | #REF! | #REF! | #REF! | #REF! | #REF! | #REF! | #REF! | #REF! | #REF! | #REF! | #REF! | #REF! | #REF! | #REF! | #REF! | #REF! | #REF! | #REF! | #REF! | #REF! | #REF! | #REF! | #REF! | #REF! | #REF! | #REF! | #REF! | #REF! | #REF! | #REF! | #REF! | #REF! | #REF! | #REF! | #REF! | #REF! | #REF! | #REF! | #REF! | #REF! | #REF! | #REF! | #REF! | #REF! | #REF! | #REF! | #REF! | #REF! | #REF! | #REF! | #REF! | #REF! | #REF! | #REF! | #REF! | #REF! | #REF! | #REF! | #REF! | #REF! | #REF! | #REF! | #REF! | #REF! | #REF! | #REF! | #REF! | #REF! | #REF! | #REF! | #REF! | #REF! | #REF! | #REF! | #REF! | #REF! | #REF! | #REF! | #REF! | #REF! | #REF! | #REF! | #REF! | #REF! | #REF! | #REF! | #REF! | #REF! | #REF! | #REF! | #REF! | #REF! | #REF! | #REF! | #REF! | #REF! | #REF! | #REF! | #REF! | #REF! | #REF! | #REF! | #REF! | #REF! | #REF! | #REF! | #REF! | #REF! | #REF! | #REF! | #REF! | #REF! | #REF! | #REF! | #REF! | #REF! | #REF! | #REF! | #REF! | #REF! | #REF! | #REF! | #REF! | #REF! | #REF! | #REF! | #REF! | #REF! | #REF! | #REF! | #REF! | #REF! | #REF! | #REF! | #REF! | #REF! | #REF! | #REF! | #REF! | #REF! | #REF! | #REF! | #REF! | #REF! | #REF! | #REF! | #REF! | #REF! | #REF! | #REF! | #REF! | #REF! | #REF! | #REF! | #REF! | #REF! | #REF! | #REF! | #REF! | #REF! | #REF! | #REF! | #REF! | #REF! | #REF! | #REF! | #REF! | #REF! | #REF! | #REF! | #REF! | #REF! | #REF! | #REF! | #REF! | #REF! | #REF! | #REF! | #REF! | #REF! | #REF! | #REF! | #REF! | #REF! | #REF! | #REF! | #REF! | #REF! | #REF! | #REF! | #REF! | #REF! | #REF! | #REF! | #REF! | #REF! | #REF! | #REF! | #REF! | #REF! | #REF! | #REF! | #REF! | #REF! | #REF! | #REF! | #REF! | #REF! | #REF! | #REF! | #REF! | #REF! | #REF! | #REF! | #REF! | #REF! | #REF! | #REF! | #REF! | #REF! | #REF! | #REF! | #REF! | #REF! | #REF! | #REF! | #REF! | #REF! | #REF! | #REF! | #REF! | #REF! | #REF! | #REF! | #REF! | #REF! | #REF! | #REF! | #REF! | #REF! | #REF! | #REF! | #REF! | #REF! | #REF! | #REF! | #REF! | #REF! | #REF! | #REF! | #REF! | #REF! | #REF! | #REF! | #REF! | #REF! | #REF! | #REF! | #REF! | #REF! | #REF! | #REF! | #REF! | #REF! | #REF! | #REF! | #REF! | #REF! | #REF! | #REF! | #REF! | #REF! | #REF! | #REF! | #REF! | #REF! | #REF! | #REF! | #REF! | #REF! | #REF! | #REF! | #REF! | #REF! | #REF! | #REF! | #REF! | #REF! | #REF! | #REF! | #REF! | #REF! | #REF! | #REF! | #REF! | #REF! | #REF! | #REF! | #REF! | #REF! | #REF! | #REF! | #REF! | #REF! | #REF! | #REF! | #REF! | #REF! | #REF! | #REF! | #REF! | #REF! | #REF! | #REF! | #REF! | #REF! | #REF! | #REF! | #REF! | #REF! | #REF! | #REF! | #REF! | #REF! | #REF! | #REF! | #REF! | #REF! | #REF! | #REF! | #REF! | #REF! | #REF! | #REF! | #REF! | #REF! | #REF! | #REF! | #REF! | #REF! | #REF! | #REF! | #REF! | #REF! | #REF! | #REF! | #REF! | #REF! | #REF! | #REF! | #REF! | #REF! | #REF! | #REF! | #REF! | #REF! | #REF! | #REF! | #REF! | #REF! | #REF! | #REF! | #REF! | #REF! | #REF! | #REF! | #REF! | #REF! | #REF! | #REF! | #REF! | #REF! | #REF! | #REF! | #REF! | #REF! | #REF! | #REF! | #REF! | #REF! | #REF! | #REF! | #REF! | #REF! | #REF! | #REF! | #REF! | #REF! | #REF! | #REF! | #REF! | #REF! | #REF! | #REF! | #REF! | #REF! | #REF! | #REF! | #REF! | #REF! | #REF! | #REF! | #REF! | #REF! | #REF! | #REF! | #REF! | #REF! | #REF! | #REF! | #REF! | #REF! | #REF! | #REF! | #REF! | #REF! | #REF! | #REF! | #REF! | #REF! | #REF! | #REF! | #REF! | #REF! | #REF! | #REF! | #REF! | #REF! | #REF! | #REF! | #REF! | #REF! | #REF! | #REF! | #REF! | #REF! | #REF! | #REF! | #REF! | #REF! | #REF! | #REF! | #REF! | #REF! | #REF! | #REF! | #REF! | #REF! | #REF! | #REF! | #REF! | #REF! | #REF! | #REF! | #REF! | #REF! | #REF! | #REF! | #REF! | #REF! | #REF! | #REF! | #REF! | #REF! | #REF! | #REF! | #REF! | #REF! | #REF! | #REF! | #REF! | #REF! | #REF! | #REF! | #REF! | #REF! | #REF! | #REF! | #REF! | #REF! | #REF! | #REF! | #REF! | #REF! | #REF! | #REF! | #REF! | #REF! | #REF! | #REF! | #REF! | #REF! | #REF! | #REF! | #REF! | #REF! | #REF! | #REF! | #REF! | #REF! | #REF! | #REF! | #REF! | #REF! | #REF! | #REF! | #REF! | #REF! | #REF! | #REF! | #REF! | #REF! | #REF! | #REF! | #REF! | #REF! | #REF! | #REF! | #REF! | #REF! | #REF! | #REF! | #REF! | #REF! | #REF! | #REF! | #REF! | #REF! | #REF! | #REF! | #REF! | #REF! | #REF! | #REF! | #REF! | #REF! | #REF! | #REF! | #REF! | #REF! | #REF! | #REF! | #REF! | #REF! | #REF! | #REF! | #REF! | #REF! | #REF! | #REF! | #REF! | #REF! | #REF! | #REF! | #REF! | #REF! | #REF! | #REF! | #REF! | #REF! | #REF! | #REF! | #REF! | #REF! | #REF! | #REF! | #REF! | #REF! | #REF! | #REF! | #REF! | #REF! | #REF! | #REF! | #REF! | #REF! | #REF! | #REF! | #REF! | #REF! | #REF! | #REF! | #REF! | #REF! | #REF! | #REF! | #REF! | #REF! | #REF! | #REF! | #REF! | #REF! | #REF! | #REF! | #REF! | #REF! | #REF! | #REF! | #REF! | #REF! | #REF! | #REF! | #REF! | #REF! | #REF! | #REF! | #REF! | #REF! | #REF! | #REF! | #REF! | #REF! | #REF! | #REF! | #REF! | #REF! | #REF! | #REF! | #REF! | #REF! | #REF! | #REF! | #REF! | #REF! | #REF! | #REF! | #REF! | #REF! | #REF! | #REF! | #REF! | #REF! | #REF! | #REF! | #REF! | #REF! | #REF! | #REF! | #REF! | #REF! | #REF! | #REF! | #REF! | #REF! | #REF! | #REF! | #REF! | #REF! | #REF! | #REF! | #REF! | #REF! | #REF! | #REF! | #REF! | #REF! | #REF! | #REF! | #REF! | #REF! | #REF! | #REF! | #REF! | #REF! | #REF! | #REF! | #REF! | #REF! | #REF! | #REF! | #REF! | #REF! | #REF! | #REF! | #REF! | #REF! | #REF! | #REF! | #REF! | #REF! | #REF! | #REF! | #REF! | #REF! | #REF! | #REF! | #REF! | #REF! | #REF! | #REF! | #REF! | #REF! | #REF! | #REF! | #REF! | #REF! | #REF! | #REF! | #REF! | #REF! | #REF! | #REF! | #REF! | #REF! | #REF! | #REF! | #REF! | #REF! | #REF! | #REF! | #REF! | #REF! | #REF! | #REF! | #REF! | #REF! | #REF! | #REF! | #REF! | #REF! | #REF! | #REF! | #REF! | #REF! | #REF! | #REF! | #REF! | #REF! | #REF! | #REF! | #REF! | #REF! | #REF! | #REF! | #REF! | #REF! | #REF! | #REF! | #REF! | #REF! | #REF! | #REF! | #REF! | #REF! | #REF! | #REF! | #REF! | #REF! | #REF! | #REF! | #REF! | #REF! | #REF! | #REF! | #REF! | #REF! | #REF! | #REF! | #REF! | #REF! | #REF! | #REF! | #REF! | #REF! | #REF! | #REF! | #REF! | #REF! | #REF! | #REF! | #REF! | #REF! | #REF! | #REF! | #REF! | #REF! | #REF! | #REF! | #REF! | #REF! | #REF! | #REF! | #REF! | #REF! | #REF! | #REF! | #REF! | #REF! | #REF! | #REF! | #REF! | #REF! | #REF! | #REF! | #REF! | #REF! | #REF! | #REF! | #REF! | #REF! | #REF! | #REF! | #REF! | #REF! | #REF! | #REF! | #REF! | #REF! | #REF! | #REF! | #REF! | #REF! | #REF! | #REF! | #REF! | #REF! | #REF! | #REF! | #REF! | #REF! | #REF! | #REF! | #REF! | #REF! | #REF! | #REF! | #REF! | #REF! | #REF! | #REF! | #REF! | #REF! | #REF! | #REF! | #REF! | #REF! | #REF! | #REF! | #REF! | #REF! | #REF! | #REF! | #REF! | #REF! | #REF! | #REF! | #REF! | #REF! | #REF! | #REF! | #REF! | #REF! | #REF! | #REF! | #REF! | #REF! | #REF! | #REF! | #REF! | #REF! | #REF! | #REF! | #REF! | #REF! | #REF! | #REF! | #REF! | #REF! | #REF! | #REF! | #REF! | #REF! | #REF! | #REF! | #REF! | #REF! | #REF! | #REF! | #REF! | #REF! | #REF! | #REF! | #REF! | #REF! | #REF! | #REF! | #REF! | #REF! | #REF! | #REF! | #REF! | #REF! | #REF! | #REF! | #REF! | #REF! | #REF! | #REF! | #REF! | #REF! | #REF! | #REF! | #REF! | #REF! | #REF! | #REF! | #REF! | #REF! | #REF! | #REF! | #REF! | #REF! | #REF! | #REF! | #REF! | #REF! | #REF! | #REF! | #REF! | #REF! | #REF! | #REF! | #REF! | #REF! | #REF! | #REF! | #REF! | #REF! | #REF! | #REF! | #REF! | #REF! | #REF! | #REF! | #REF! | #REF! | #REF! | #REF! | #REF! | #REF! | #REF! | #REF! | #REF! | #REF! | #REF! | #REF! | #REF! | #REF! | #REF! | #REF! | #REF! | #REF! | #REF! | #REF! | #REF! | #REF! | #REF! | #REF! | #REF! | #REF! | #REF! | #REF! | #REF! | #REF! | #REF! | #REF! | #REF! | #REF! | #REF! | #REF! | #REF! | #REF! | #REF! | #REF! | #REF! | #REF! | #REF! | #REF! | #REF! | #REF! | #REF! | #REF! | #REF! | #REF! | #REF! | #REF! | #REF! | #REF! | #REF! | #REF! | #REF! | #REF! | #REF! | #REF! | #REF! | #REF! | #REF! | #REF! | #REF! | #REF! | #REF! | #REF! | #REF! | #REF! | #REF! | #REF! | #REF! | #REF! | #REF! | #REF! | #REF! | #REF! | #REF! | #REF! | #REF! | #REF! | #REF! | #REF! | #REF! | #REF! | #REF! | #REF! | #REF! | #REF! | #REF! | #REF! | #REF! | #REF! | #REF! | #REF! | #REF! | #REF! | #REF! | #REF! | #REF! | #REF! | #REF! | #REF! | #REF! | #REF! | #REF! | #REF! | #REF! | #REF! | #REF! | #REF! | #REF! | #REF! | #REF! | #REF! | #REF! | #REF! | #REF! | #REF! | #REF! | #REF! | #REF! | #REF! | #REF! | #REF! | #REF! | #REF! | #REF! | #REF! | #REF! | #REF! | #REF! | #REF! | #REF! | #REF! | #REF! | #REF! | #REF! | #REF! | #REF! | #REF! | #REF! | #REF! | #REF! | #REF! | #REF! | #REF! | #REF! | #REF! | #REF! | #REF! | #REF! | #REF! | #REF! | #REF! | #REF! | #REF! | #REF! | #REF! | #REF! | #REF! | #REF! | #REF! | #REF! | #REF! | #REF! | #REF! | #REF! | #REF! | #REF! | #REF! | #REF! | #REF! | #REF! | #REF! | #REF! | #REF! | #REF! | #REF! | #REF! | #REF! | #REF! | #REF! | #REF! | #REF! | #REF! | #REF! | #REF! | #REF! | #REF! | #REF! | #REF! | #REF! | #REF! | #REF! | #REF! | #REF! | #REF! | #REF! | #REF! | #REF! | #REF! | #REF! | #REF! | #REF! | #REF! | #REF! | #REF! | #REF! | #REF! | #REF! | #REF! | #REF! | #REF! | #REF! | #REF! | #REF! | #REF! | #REF! | #REF! | #REF! | #REF! | #REF! | #REF! | #REF! | #REF! | #REF! | #REF! | #REF! | #REF! | #REF! | #REF! | #REF! | #REF! | #REF! | #REF! | #REF! | #REF! | #REF! | #REF! | #REF! | #REF! | #REF! | #REF! | #REF! | #REF! | #REF! | #REF! | #REF! | #REF! | #REF! | #REF! | #REF! | #REF! | #REF! | #REF! | #REF! | #REF! | #REF! | #REF! | #REF! | #REF! | #REF! | #REF! | #REF! | #REF! | #REF! | #REF! | #REF! | #REF! | #REF! | #REF! | #REF! | #REF! | #REF! | #REF! | #REF! | #REF! | #REF! | #REF! | #REF! | #REF! | #REF! | #REF! | #REF! | #REF! | #REF! | #REF! | #REF! | #REF! | #REF! | #REF! | #REF! | #REF! | #REF! | #REF! | #REF! | #REF! | #REF! | #REF! | #REF! | #REF! | #REF! | #REF! | #REF! | #REF! | #REF! | #REF! | #REF! | #REF! | #REF! | #REF! | #REF! | #REF! | #REF! | #REF! | #REF! | #REF! | #REF! | #REF! | #REF! | #REF! | #REF! | #REF! | #REF! | #REF! | #REF! | #REF! | #REF! | #REF! | #REF! | #REF! | #REF! | #REF! | #REF! | #REF! | #REF! | #REF! | #REF! | #REF! | #REF! | #REF! | #REF! | #REF! | #REF! | #REF! | #REF! | #REF! | #REF! | #REF! | #REF! | #REF! | #REF! | #REF! | #REF! | #REF! | #REF! | #REF! | #REF! | #REF! | #REF! | #REF! | #REF! | #REF! | #REF! | #REF! | #REF! | #REF! | #REF! | #REF! | #REF! | #REF! | #REF! | #REF! | #REF! | #REF! | #REF! | #REF! | #REF! | #REF! | #REF! | #REF! | #REF! | #REF! | #REF! | #REF! | #REF! | #REF! | #REF! | #REF! | #REF! | #REF! | #REF! | #REF! | #REF! | #REF! | #REF! | #REF! | #REF! | #REF! | #REF! | #REF! | #REF! | #REF! | #REF! | #REF! | #REF! | #REF! | #REF! | #REF! | #REF! | #REF! | #REF! | #REF! | #REF! | #REF! | #REF! | #REF! | #REF! | #REF! | #REF! | #REF! | #REF! | #REF! | #REF! | #REF! | #REF! | #REF! | #REF! | #REF! | #REF! | #REF! | #REF! | #REF! | #REF! | #REF! | #REF! | #REF! | #REF! | #REF! | #REF! | #REF! | #REF! | #REF! | #REF! | #REF! | #REF! | #REF! | #REF! | #REF! | #REF! | #REF! | #REF! | #REF! | #REF! | #REF! | #REF! | #REF! | #REF! | #REF! | #REF! | #REF! | #REF! | #REF! | #REF! | #REF! | #REF! | #REF! | #REF! | #REF! | #REF! | #REF! | #REF! | #REF! | #REF! | #REF! | #REF! | #REF! | #REF! | #REF! | #REF! | #REF! | #REF! | #REF! | #REF! | #REF! | #REF! | #REF! | #REF! | #REF! | #REF! | #REF! | #REF! | #REF! | #REF! | #REF! | #REF! | #REF! | #REF! | #REF! | #REF! | #REF! | #REF! | #REF! | #REF! | #REF! | #REF! | #REF! | #REF! | #REF! | #REF! | #REF! | #REF! | #REF! | #REF! | #REF! | #REF! | #REF! | #REF! | #REF! | #REF! | #REF! | #REF! | #REF! | #REF! | #REF! | #REF! | #REF! | #REF! | #REF! | #REF! | #REF! | #REF! | #REF! | #REF! | #REF! | #REF! | #REF! | #REF! | #REF! | #REF! | #REF! | #REF! | #REF! | #REF! | #REF! | #REF! | #REF! | #REF! | #REF! | #REF! | #REF! | #REF! | #REF! | #REF! | #REF! | #REF! | #REF! | #REF! | #REF! | #REF! | #REF! | #REF! | #REF! | #REF! | #REF! | #REF! | #REF! | #REF! | #REF! | #REF! | #REF! | #REF! | #REF! | #REF! | #REF! | #REF! | #REF! | #REF! | #REF! | #REF! | #REF! | #REF! | #REF! | #REF! | #REF! | #REF! | #REF! | #REF! | #REF! | #REF! | #REF! | #REF! | #REF! | #REF! | #REF! | #REF! | #REF! | #REF! | #REF! | #REF! | #REF! | #REF! | #REF! | #REF! | #REF! | #REF! | #REF! | #REF! | #REF! | #REF! | #REF! | #REF! | #REF! | #REF! | #REF! | #REF! | #REF! | #REF! | #REF! | #REF! | #REF! | #REF! | #REF! | #REF! | #REF! | #REF! | #REF! | #REF! | #REF! | #REF! | #REF! | #REF! | #REF! | #REF! | #REF! | #REF! | #REF! | #REF! | #REF! | #REF! | #REF! | #REF! | #REF! | #REF! | #REF! | #REF! | #REF! | #REF! | #REF! | #REF! | #REF! | #REF! | #REF! | #REF! | #REF! | #REF! | #REF! | #REF! | #REF! | #REF! | #REF! | #REF! | #REF! | #REF! | #REF! | #REF! | #REF! | #REF! | #REF! | #REF! | #REF! | #REF! | #REF! | #REF! | #REF! | #REF! | #REF! | #REF! | #REF! | #REF! | #REF! | #REF! | #REF! | #REF! | #REF! | #REF! | #REF! | #REF! | #REF! | #REF! | #REF! | #REF! | #REF! | #REF! | #REF! | #REF! | #REF! | #REF! | #REF! | #REF! | #REF! | #REF! | #REF! | #REF! | #REF! | #REF! | #REF! | #REF! | #REF! | #REF! | #REF! | #REF! | #REF! | #REF! | #REF! | #REF! | #REF! | #REF! | #REF! | #REF! | #REF! | #REF! | #REF! | #REF! | #REF! | #REF! | #REF! | #REF! | #REF! | #REF! | #REF! | #REF! | #REF! | #REF! | #REF! | #REF! | #REF! | #REF! | #REF! | #REF! | #REF! | #REF! | #REF! | #REF! | #REF! | #REF! | #REF! | #REF! | #REF! | #REF! | #REF! | #REF! | #REF! | #REF! | #REF! | #REF! | #REF! | #REF! | #REF! | #REF! | #REF! | #REF! | #REF! | #REF! | #REF! | #REF! | #REF! | #REF! | #REF! | #REF! | #REF! | #REF! | #REF! | #REF! | #REF! | #REF! | #REF! | #REF! | #REF! | #REF! | #REF! | #REF! | #REF! | #REF! | #REF! | #REF! | #REF! | #REF! | #REF! | #REF! | #REF! | #REF! | #REF! | #REF! | #REF! | #REF! | #REF! | #REF! | #REF! | #REF! | #REF! | #REF! | #REF! | #REF! | #REF! | #REF! | #REF! | #REF! | #REF! | #REF! | #REF! | #REF! | #REF! | #REF! | #REF! | #REF! | #REF! | #REF! | #REF! | #REF! | #REF! | #REF! | #REF! | #REF! | #REF! | #REF! | #REF! | #REF! | #REF! | #REF! | #REF! | #REF! | #REF! | #REF! | #REF! | #REF! | #REF! | #REF! | #REF! | #REF! | #REF! | #REF! | #REF! | #REF! | #REF! | #REF! | #REF! | #REF! | #REF! | #REF! | #REF! | #REF! | #REF! | #REF! | #REF! | #REF! | #REF! | #REF! | #REF! | #REF! | #REF! | #REF! | #REF! | #REF! | #REF! | #REF! | #REF! | #REF! | #REF! | #REF! | #REF! | #REF! | #REF! | #REF! | #REF! | #REF! | #REF! | #REF! | #REF! | #REF! | #REF! | #REF! | #REF! | #REF! | #REF! | #REF! | #REF! | #REF! | #REF! | #REF! | #REF! | #REF! | #REF! | #REF! | #REF! | #REF! | #REF! | #REF! | #REF! | #REF! | #REF! | #REF! | #REF! | #REF! | #REF! | #REF! | #REF! | #REF! | #REF! | #REF! | #REF! | #REF! | #REF! | #REF! | #REF! | #REF! | #REF! | #REF! | #REF! | #REF! | #REF! | #REF! | #REF! | #REF! | #REF! | #REF! | #REF! | #REF! | #REF! | #REF! | #REF! | #REF! | #REF! | #REF! | #REF! | #REF! | #REF! | #REF! | #REF! | #REF! | #REF! | #REF! | #REF! | #REF! | #REF! | #REF! | #REF! | #REF! | #REF! | #REF! | #REF! | #REF! | #REF! | #REF! | #REF! | #REF! | #REF! | #REF! | #REF! | #REF! | #REF! | #REF! | #REF! | #REF! | #REF! | #REF! | #REF! | #REF! | #REF! | #REF! | #REF! | #REF! | #REF! | #REF! | #REF! | #REF! | #REF! | #REF! | #REF! | #REF! | #REF! | #REF! | #REF! | #REF! | #REF! | #REF! | #REF! | #REF! | #REF! | #REF! | #REF! | #REF! | #REF! | #REF! | #REF! | #REF! | #REF! | #REF! | #REF! | #REF! | #REF! | #REF! | #REF! | #REF! | #REF! | #REF! | #REF! | #REF! | #REF! | #REF! | #REF! | #REF! | #REF! | #REF! | #REF! | #REF! | #REF! | #REF! | #REF! | #REF! | #REF! | #REF! | #REF! | #REF! | #REF! | #REF! | #REF! | #REF! | #REF! | #REF! | #REF! | #REF! | #REF! | #REF! | #REF! | #REF! | #REF! | #REF! | #REF! | #REF! | #REF! | #REF! | #REF! | #REF! | #REF! | #REF! | #REF! | #REF! | #REF! | #REF! | #REF! | #REF! | #REF! | #REF! | #REF! | #REF! | #REF! | #REF! | #REF! | #REF! | #REF! | #REF! | #REF! | #REF! | #REF! | #REF! | #REF! | #REF! | #REF! | #REF! | #REF! | #REF! | #REF! | #REF! | #REF! | #REF! | #REF! | #REF! | #REF! | #REF! | #REF! | #REF! | #REF! | #REF! | #REF! | #REF! | #REF! | #REF! | #REF! | #REF! | #REF! | #REF! | #REF! | #REF! | #REF! | #REF! | #REF! | #REF! | #REF! | #REF! | #REF! | #REF! | #REF! | #REF! | #REF! | #REF! | #REF! | #REF! | #REF! | #REF! | #REF! | #REF! | #REF! | #REF! | #REF! | #REF! | #REF! | #REF! | #REF! | #REF! | #REF! | #REF! | #REF! | #REF! | #REF! | #REF! | #REF! | #REF! | #REF! | #REF! | #REF! | #REF! | #REF! | #REF! | #REF! | #REF! | #REF! | #REF! | #REF! | #REF! | #REF! | #REF! | #REF! | #REF! | #REF! | #REF! | #REF! | #REF! | #REF! | #REF! | #REF! | #REF! | #REF! | #REF! | #REF! | #REF! | #REF! | #REF! | #REF! | #REF! | #REF! | #REF! | #REF! | #REF! | #REF! | #REF! | #REF! | #REF! | #REF! | #REF! | #REF! | #REF! | #REF! | #REF! | #REF! | #REF! | #REF! | #REF! | #REF! | #REF! | #REF! | #REF! | #REF! | #REF! | #REF! | #REF! | #REF! | #REF! | #REF! | #REF! | #REF! | #REF! | #REF! | #REF! | #REF! | #REF! | #REF! | #REF! | #REF! | #REF! | #REF! | #REF! | #REF! | #REF! | #REF! | #REF! | #REF! | #REF! | #REF! | #REF! | #REF! | #REF! | #REF! | #REF! | #REF! | #REF! | #REF! | #REF! | #REF! | #REF! | #REF! | #REF! | #REF! | #REF! | #REF! | #REF! | #REF! | #REF! | #REF! | #REF! | #REF! | #REF! | #REF! | #REF! | #REF! | #REF! | #REF! | #REF! | #REF! | #REF! | #REF! | #REF! | #REF! | #REF! | #REF! | #REF! | #REF! | #REF! | #REF! | #REF! | #REF! | #REF! | #REF! | #REF! | #REF! | #REF! | #REF! | #REF! | #REF! | #REF! | #REF! | #REF! | #REF! | #REF! | #REF! | #REF! | #REF! | #REF! | #REF! | #REF! | #REF! | #REF! | #REF! | #REF! | #REF! | #REF! | #REF! | #REF! | #REF! | #REF! | #REF! | #REF! | #REF! | #REF! | #REF! | #REF! | #REF! | #REF! | #REF! | #REF! | #REF! | #REF! | #REF! | #REF! | #REF! | #REF! | #REF! | #REF! | #REF! | #REF! | #REF! | #REF! | #REF! | #REF! | #REF! | #REF! | #REF! | #REF! | #REF! | #REF! | #REF! | #REF! | #REF! | #REF! | #REF! | #REF! | #REF! | #REF! | #REF! | #REF! | #REF! | #REF! | #REF! | #REF! | #REF! | #REF! | #REF! | #REF! | #REF! | #REF! | #REF! | #REF! | #REF! | #REF! | #REF! | #REF! | #REF! | #REF! | #REF! | #REF! | #REF! | #REF! | #REF! | #REF! | #REF! | #REF! | #REF! | #REF! | #REF! | #REF! | #REF! | #REF! | #REF! | #REF! | #REF! | #REF! | #REF! | #REF! | #REF! | #REF! | #REF! | #REF! | #REF! | #REF! | #REF! | #REF! | #REF! | #REF! | #REF! | #REF! | #REF! | #REF! | #REF! | #REF! | #REF! | #REF! | #REF! | #REF! | #REF! | #REF! | #REF! | #REF! | #REF! | #REF! | #REF! | #REF! | #REF! | #REF! | #REF! | #REF! | #REF! | #REF! | #REF! | #REF! | #REF! | #REF! | #REF! | #REF! | #REF! | #REF! | #REF! | #REF! | #REF! | #REF! | #REF! | #REF! | #REF! | #REF! | #REF! | #REF! | #REF! | #REF! | #REF! | #REF! | #REF! | #REF! | #REF! | #REF! | #REF! | #REF! | #REF! | #REF! | #REF! | #REF! | #REF! | #REF! | #REF! | #REF! | #REF! | #REF! | #REF! | #REF! | #REF! | #REF! | #REF! | #REF! | #REF! | #REF! | #REF! | #REF! | #REF! | #REF! | #REF! | #REF! | #REF! | #REF! | #REF! | #REF! | #REF! | #REF! | #REF! | #REF! | #REF! | #REF! | #REF! | #REF! | #REF! | #REF! | #REF! | #REF! | #REF! | #REF! | #REF! | #REF! | #REF! | #REF! | #REF! | #REF! | #REF! | #REF! | #REF! | #REF! | #REF! | #REF! | #REF! | #REF! | #REF! | #REF! | #REF! | #REF! | #REF! | #REF! | #REF! | #REF! | #REF! | #REF! | #REF! | #REF! | #REF! | #REF! | #REF! | #REF! | #REF! | #REF! | #REF! | #REF! | #REF! | #REF! | #REF! | #REF! | #REF! | #REF! | #REF! | #REF! | #REF! | #REF! | #REF! | #REF! | #REF! | #REF! | #REF! | #REF! | #REF! | #REF! | #REF! | #REF! | #REF! | #REF! | #REF! | #REF! | #REF! | #REF! | #REF! | #REF! | #REF! | #REF! | #REF! | #REF! | #REF! | #REF! | #REF! | #REF! | #REF! | #REF! | #REF! | #REF! | #REF! | #REF! | #REF! | #REF! | #REF! | #REF! | #REF! | #REF! | #REF! | #REF! | #REF! | #REF! | #REF! | #REF! | #REF! | #REF! | #REF! | #REF! | #REF! | #REF! | #REF! | #REF! | #REF! | #REF! | #REF! | #REF! | #REF! | #REF! | #REF! | #REF! | #REF! | #REF! | #REF! | #REF! | #REF! | #REF! | #REF! | #REF! | #REF! | #REF! | #REF! | #REF! | #REF! | #REF! | #REF! | #REF! | #REF! | #REF! | #REF! | #REF! | #REF! | #REF! | #REF! | #REF! | #REF! | #REF! | #REF! | #REF! | #REF! | #REF! | #REF! | #REF! | #REF! | #REF! | #REF! | #REF! | #REF! | #REF! | #REF! | #REF! | #REF! | #REF! | #REF! | #REF! | #REF! | #REF! | #REF! | #REF! | #REF! | #REF! | #REF! | #REF! | #REF! | #REF! | #REF! | #REF! | #REF! | #REF! | #REF! | #REF! | #REF! | #REF! | #REF! | #REF! | #REF! | #REF! | #REF! | #REF! | #REF! | #REF! | #REF! | #REF! | #REF! | #REF! | #REF! | #REF! | #REF! | #REF! | #REF! | #REF! | #REF! | #REF! | #REF! | #REF! | #REF! | #REF! | #REF! | #REF! | #REF! | #REF! | #REF! | #REF! | #REF! | #REF! | #REF! | #REF! | #REF! | #REF! | #REF! | #REF! | #REF! | #REF! | #REF! | #REF! | #REF! | #REF! | #REF! | #REF! | #REF! | #REF! | #REF! | #REF! | #REF! | #REF! | #REF! | #REF! | #REF! | #REF! | #REF! | #REF! | #REF! | #REF! | #REF! | #REF! | #REF! | #REF! | #REF! | #REF! | #REF! | #REF! | #REF! | #REF! | #REF! | #REF! | #REF! | #REF! | #REF! | #REF! | #REF! | #REF! | #REF! | #REF! | #REF! | #REF! | #REF! | #REF! | #REF! | #REF! | #REF! | #REF! | #REF! | #REF! | #REF! | #REF! | #REF! | #REF! | #REF! | #REF! | #REF! | #REF! | #REF! | #REF! | #REF! | #REF! | #REF! | #REF! | #REF! | #REF! | #REF! | #REF! | #REF! | #REF! | #REF! | #REF! | #REF! | #REF! | #REF! | #REF! | #REF! | #REF! | #REF! | #REF! | #REF! | #REF! | #REF! | #REF! | #REF! | #REF! | #REF! | #REF! | #REF! | #REF! | #REF! | #REF! | #REF! | #REF! | #REF! | #REF! | #REF! | #REF! | #REF! | #REF! | #REF! | #REF! | #REF! | #REF! | #REF! | #REF! | #REF! | #REF! | #REF! | #REF! | #REF! | #REF! | #REF! | #REF! | #REF! | #REF! | #REF! | #REF! | #REF! | #REF! | #REF! | #REF! | #REF! | #REF! | #REF! | #REF! | #REF! | #REF! | #REF! | #REF! | #REF! | #REF! | #REF! | #REF! | #REF! | #REF! | #REF! | #REF! | #REF! | #REF! | #REF! | #REF! | #REF! | #REF! | #REF! | #REF! | #REF! | #REF! | #REF! | #REF! | #REF! | #REF! | #REF! | #REF! | #REF! | #REF! | #REF! | #REF! | #REF! | #REF! | #REF! | #REF! | #REF! | #REF! | #REF! | #REF! | #REF! | #REF! | #REF! | #REF! | #REF! | #REF! | #REF! | #REF! | #REF! | #REF! | #REF! | #REF! | #REF! | #REF! | #REF! | #REF! | #REF! | #REF! | #REF! | #REF! | #REF! | #REF! | #REF! | #REF! | #REF! | #REF! | #REF! | #REF! | #REF! | #REF! | #REF! | #REF! | #REF! | #REF! | #REF! | #REF! | #REF! | #REF! | #REF! | #REF! | #REF! | #REF! | #REF! | #REF! | #REF! | #REF! | #REF! | #REF! | #REF! | #REF! | #REF! | #REF! | #REF! | #REF! | #REF! | #REF! | #REF! | #REF! | #REF! | #REF! | #REF! | #REF! | #REF! | #REF! | #REF! | #REF! | #REF! | #REF! | #REF! | #REF! | #REF! | #REF! | #REF! | #REF! | #REF! | #REF! | #REF! | #REF! | #REF! | #REF! | #REF! | #REF! | #REF! | #REF! | #REF! | #REF! | #REF! | #REF! | #REF! | #REF! | #REF! | #REF! | #REF! | #REF! | #REF! | #REF! | #REF! | #REF! | #REF! | #REF! | #REF! | #REF! | #REF! | #REF! | #REF! | #REF! | #REF! | #REF! | #REF! | #REF! | #REF! | #REF! | #REF! | #REF! | #REF! | #REF! | #REF! | #REF! | #REF! | #REF! | #REF! | #REF! | #REF! | #REF! | #REF! | #REF! | #REF! | #REF! | #REF! | #REF! | #REF! | #REF! | #REF! | #REF! | #REF! | #REF! | #REF! | #REF! | #REF! | #REF! | #REF! | #REF! | #REF! | #REF! | #REF! | #REF! | #REF! | #REF! | #REF! | #REF! | #REF! | #REF! | #REF! | #REF! | #REF! | #REF! | #REF! | #REF! | #REF! | #REF! | #REF! | #REF! | #REF! | #REF! | #REF! | #REF! | #REF! | #REF! | #REF! | #REF! | #REF! | #REF! | #REF! | #REF! | #REF! | #REF! | #REF! | #REF! | #REF! | #REF! | #REF! | #REF! | #REF! | #REF! | #REF! | #REF! | #REF! | #REF! | #REF! | #REF! | #REF! | #REF! | #REF! | #REF! | #REF! | #REF! | #REF! | #REF! | #REF! | #REF! | #REF! | #REF! | #REF! | #REF! | #REF! | #REF! | #REF! | #REF! | #REF! | #REF! | #REF! | #REF! | #REF! | #REF! | #REF! | #REF! | #REF! | #REF! | #REF! | #REF! | #REF! | #REF! | #REF! | #REF! | #REF! | #REF! | #REF! | #REF! | #REF! | #REF! | #REF! | #REF! | #REF! | #REF! | #REF! | #REF! | #REF! | #REF! | #REF! | #REF! | #REF! | #REF! | #REF! | #REF! | #REF! | #REF! | #REF! | #REF! | #REF! | #REF! | #REF! | #REF! | #REF! | #REF! | #REF! | #REF! | #REF! | #REF! | #REF! | #REF! | #REF! | #REF! | #REF! | #REF! | #REF! | #REF! | #REF! | #REF! | #REF! | #REF! | #REF! | #REF! | #REF! | #REF! | #REF! | #REF! | #REF! | #REF! | #REF! | #REF! | #REF! | #REF! | #REF! | #REF! | #REF! | #REF! | #REF! | #REF! | #REF! | #REF! | #REF! | #REF! | #REF! | #REF! | #REF! | #REF! | #REF! | #REF! | #REF! | #REF! | #REF! | #REF! | #REF! | #REF! | #REF! | #REF! | #REF! | #REF! | #REF! | #REF! | #REF! | #REF! | #REF! | #REF! | #REF! | #REF! | #REF! | #REF! | #REF! | #REF! | #REF! | #REF! | #REF! | #REF! | #REF! | #REF! | #REF! | #REF! | #REF! | #REF! | #REF! | #REF! | #REF! | #REF! | #REF! | #REF! | #REF! | #REF! | #REF! | #REF! | #REF! | #REF! | #REF! | #REF! | #REF! | #REF! | #REF! | #REF! | #REF! | #REF! | #REF! | #REF! | #REF! | #REF! | #REF! | #REF! | #REF! | #REF! | #REF! | #REF! | #REF! | #REF! | #REF! | #REF! | #REF! | #REF! | #REF! | #REF! | #REF! | #REF! | #REF! | #REF! | #REF! | #REF! | #REF! | #REF! | #REF! | #REF! | #REF! | #REF! | #REF! | #REF! | #REF! | #REF! | #REF! | #REF! | #REF! | #REF! | #REF! | #REF! | #REF! | #REF! | #REF! | #REF! | #REF! | #REF! | #REF! | #REF! | #REF! | #REF! | #REF! | #REF! | #REF! | #REF! | #REF! | #REF! | #REF! | #REF! | #REF! | #REF! | #REF! | #REF! | #REF! | #REF! | #REF! | #REF! | #REF! | #REF! | #REF! | #REF! | #REF! | #REF! | #REF! | #REF! | #REF! | #REF! | #REF! | #REF! | #REF! | #REF! | #REF! | #REF! | #REF! | #REF! | #REF! | #REF! | #REF! | #REF! | #REF! | #REF! | #REF! | #REF! | #REF! | #REF! | #REF! | #REF! | #REF! | #REF! | #REF! | #REF! | #REF! | #REF! | #REF! | #REF! | #REF! | #REF! | #REF! | #REF! | #REF! | #REF! | #REF! | #REF! | #REF! | #REF! | #REF! | #REF! | #REF! | #REF! | #REF! | #REF! | #REF! | #REF! | #REF! | #REF! | #REF! | #REF! | #REF! | #REF! | #REF! | #REF! | #REF! | #REF! | #REF! | #REF! | #REF! | #REF! | #REF! | #REF! | #REF! | #REF! | #REF! | #REF! | #REF! | #REF! | #REF! | #REF! | #REF! | #REF! | #REF! | #REF! | #REF! | #REF! | #REF! | #REF! | #REF! | #REF! | #REF! | #REF! | #REF! | #REF! | #REF! | #REF! | #REF! | #REF! | #REF! | #REF! | #REF! | #REF! | #REF! | #REF! | #REF! | #REF! | #REF! | #REF! | #REF! | #REF! | #REF! | #REF! | #REF! | #REF! | #REF! | #REF! | #REF! | #REF! | #REF! | #REF! | #REF! | #REF! | #REF! | #REF! | #REF! | #REF! | #REF! | #REF! | #REF! | #REF! | #REF! | #REF! | #REF! | #REF! | #REF! | #REF! | #REF! | #REF! | #REF! | #REF! | #REF! | #REF! | #REF! | #REF! | #REF! | #REF! | #REF! | #REF! | #REF! | #REF! | #REF! | #REF! | #REF! | #REF! | #REF! | #REF! | #REF! | #REF! | #REF! | #REF! | #REF! | #REF! | #REF! | #REF! | #REF! | #REF! | #REF! | #REF! | #REF! | #REF! | #REF! | #REF! | #REF! | #REF! | #REF! | #REF! | #REF! | #REF! | #REF! | #REF! | #REF! | #REF! | #REF! | #REF! | #REF! | #REF! | #REF! | #REF! | #REF! | #REF! | #REF! | #REF! | #REF! | #REF! | #REF! | #REF! | #REF! | #REF! | #REF! | #REF! | #REF! | #REF! | #REF! | #REF! | #REF! | #REF! | #REF! | #REF! | #REF! | #REF! | #REF! | #REF! | #REF! | #REF! | #REF! | #REF! | #REF! | #REF! | #REF! | #REF! | #REF! | #REF! | #REF! | #REF! | #REF! | #REF! | #REF! | #REF! | #REF! | #REF! | #REF! | #REF! | #REF! | #REF! | #REF! | #REF! | #REF! | #REF! | #REF! | #REF! | #REF! | #REF! | #REF! | #REF! | #REF! | #REF! | #REF! | #REF! | #REF! | #REF! | #REF! | #REF! | #REF! | #REF! | #REF! | #REF! | #REF! | #REF! | #REF! | #REF! | #REF! | #REF! | #REF! | #REF! | #REF! | #REF! | #REF! | #REF! | #REF! | #REF! | #REF! | #REF! | #REF! | #REF! | #REF! | #REF! | #REF! | #REF! | #REF! | #REF! | #REF! | #REF! | #REF! | #REF! | #REF! | #REF! | #REF! | #REF! | #REF! | #REF! | #REF! | #REF! | #REF! | #REF! | #REF! | #REF! | #REF! | #REF! | #REF! | #REF! | #REF! | #REF! | #REF! | #REF! | #REF! | #REF! | #REF! | #REF! | #REF! | #REF! | #REF! | #REF! | #REF! | #REF! | #REF! | #REF! | #REF! | #REF! | #REF! | #REF! | #REF! | #REF! | #REF! | #REF! | #REF! | #REF! | #REF! | #REF! | #REF! | #REF! | #REF! | #REF! | #REF! | #REF! | #REF! | #REF! | #REF! | #REF! | #REF! | #REF! | #REF! | #REF! | #REF! | #REF! | #REF! | #REF! | #REF! | #REF! | #REF! | #REF! | #REF! | #REF! | #REF! | #REF! | #REF! | #REF! | #REF! | #REF! | #REF! | #REF! | #REF! | #REF! | #REF! | #REF! | #REF! | #REF! | #REF! | #REF! | #REF! | #REF! | #REF! | #REF! | #REF! | #REF! | #REF! | #REF! | #REF! | #REF! | #REF! | #REF! | #REF! | #REF! | #REF! | #REF! | #REF! | #REF! | #REF! | #REF! | #REF! | #REF! | #REF! | #REF! | #REF! | #REF! | #REF! | #REF! | #REF! | #REF! | #REF! | #REF! | #REF! | #REF! | #REF! | #REF! | #REF! | #REF! | #REF! | #REF! | #REF! | #REF! | #REF! | #REF! | #REF! | #REF! | #REF! | #REF! | #REF! | #REF! | #REF! | #REF! | #REF! | #REF! | #REF! | #REF! | #REF! | #REF! | #REF! | #REF! | #REF! | #REF! | #REF! | #REF! | #REF! | #REF! | #REF! | #REF! | #REF! | #REF! | #REF! | #REF! | #REF! | #REF! | #REF! | #REF! | #REF! | #REF! | #REF! | #REF! | #REF! | #REF! | #REF! | #REF! | #REF! | #REF! | #REF! | #REF! | #REF! | #REF! | #REF! | #REF! | #REF! | #REF! | #REF! | #REF! | #REF! | #REF! | #REF! | #REF! | #REF! | #REF! | #REF! | #REF! | #REF! | #REF! | #REF! | #REF! | #REF! | #REF! | #REF! | #REF! | #REF! | #REF! | #REF! | #REF! | #REF! | #REF! | #REF! | #REF! | #REF! | #REF! | #REF! | #REF! | #REF! | #REF! | #REF! | #REF! | #REF! | #REF! | #REF! | #REF! | #REF! | #REF! | #REF! | #REF! | #REF! | #REF! | #REF! | #REF! | #REF! | #REF! | #REF! | #REF! | #REF! | #REF! | #REF! | #REF! | #REF! | #REF! | #REF! | #REF! | #REF! | #REF! | #REF! | #REF! | #REF! | #REF! | #REF! | #REF! | #REF! | #REF! | #REF! | #REF! | #REF! | #REF! | #REF! | #REF! | #REF! | #REF! | #REF! | #REF! | #REF! | #REF! | #REF! | #REF! | #REF! | #REF! | #REF! | #REF! | #REF! | #REF! | #REF! | #REF! | #REF! | #REF! | #REF! | #REF! | #REF! | #REF! | #REF! | #REF! | #REF! | #REF! | #REF! | #REF! | #REF! | #REF! | #REF! | #REF! | #REF! | #REF! | #REF! | #REF! | #REF! | #REF! | #REF! | #REF! | #REF! | #REF! | #REF! | #REF! | #REF! | #REF! | #REF! | #REF! | #REF! | #REF! | #REF! | #REF! | #REF! | #REF! | #REF! | #REF! | #REF! | #REF! | #REF! | #REF! | #REF! | #REF! | #REF! | #REF! | #REF! | #REF! | #REF! | #REF! | #REF! | #REF! | #REF! | #REF! | #REF! | #REF! | #REF! | #REF! | #REF! | #REF! | #REF! | #REF! | #REF! | #REF! | #REF! | #REF! | #REF! | #REF! | #REF! | #REF! | #REF! | #REF! | #REF! | #REF! | #REF! | #REF! | #REF! | #REF! | #REF! | #REF! | #REF! | #REF! | #REF! | #REF! | #REF! | #REF! | #REF! | #REF! | #REF! | #REF! | #REF! | #REF! | #REF! | #REF! | #REF! | #REF! | #REF! | #REF! | #REF! | #REF! | #REF! | #REF! | #REF! | #REF! | #REF! | #REF! | #REF! | #REF! | #REF! | #REF! | #REF! | #REF! | #REF! | #REF! | #REF! | #REF! | #REF! | #REF! | #REF! | #REF! | #REF! | #REF! | #REF! | #REF! | #REF! | #REF! | #REF! | #REF! | #REF! | #REF! | #REF! | #REF! | #REF! | #REF! | #REF! | #REF! | #REF! | #REF! | #REF! | #REF! | #REF! | #REF! | #REF! | #REF! | #REF! | #REF! | #REF! | #REF! | #REF! | #REF! | #REF! | #REF! | #REF! | #REF! | #REF! | #REF! | #REF! | #REF! | #REF! | #REF! | #REF! | #REF! | #REF! | #REF! | #REF! | #REF! | #REF! | #REF! | #REF! | #REF! | #REF! | #REF! | #REF! | #REF! | #REF! | #REF! | #REF! | #REF! | #REF! | #REF! | #REF! | #REF! | #REF! | #REF! | #REF! | #REF! | #REF! | #REF! | #REF! | #REF! | #REF! | #REF! | #REF! | #REF! | #REF! | #REF! | #REF! | #REF! | #REF! | #REF! | #REF! | #REF! | #REF! | #REF! | #REF! | #REF! | #REF! | #REF! | #REF! | #REF! | #REF! | #REF! | #REF! | #REF! | #REF! | #REF! | #REF! | #REF! | #REF! | #REF! | #REF! | #REF! | #REF! | #REF! | #REF! | #REF! | #REF! | #REF! | #REF! | #REF! | #REF! | #REF! | #REF! | #REF! | #REF! | #REF! | #REF! | #REF! | #REF! | #REF! | #REF! | #REF! | #REF! | #REF! | #REF! | #REF! | #REF! | #REF! | #REF! | #REF! | #REF! | #REF! | #REF! | #REF! | #REF! | #REF! | #REF! | #REF! | #REF! | #REF! | #REF! | #REF! | #REF! | #REF! | #REF! | #REF! | #REF! | #REF! | #REF! | #REF! | #REF! | #REF! | #REF! | #REF! | #REF! | #REF! | #REF! | #REF! | #REF! | #REF! | #REF! | #REF! | #REF! | #REF! | #REF! | #REF! | #REF! | #REF! | #REF! | #REF! | #REF! | #REF! | #REF! | #REF! | #REF! | #REF! | #REF! | #REF! | #REF! | #REF! | #REF! | #REF! | #REF! | #REF! | #REF! | #REF! | #REF! | #REF! | #REF! | #REF! | #REF! | #REF! | #REF! | #REF! | #REF! | #REF! | #REF! | #REF! | #REF! | #REF! | #REF! | #REF! | #REF! | #REF! | #REF! | #REF! | #REF! | #REF! | #REF! | #REF! | #REF! | #REF! | #REF! | #REF! | #REF! | #REF! | #REF! | #REF! | #REF! | #REF! | #REF! | #REF! | #REF! | #REF! | #REF! | #REF! | #REF! | #REF! | #REF! | #REF! | #REF! | #REF! | #REF! | #REF! | #REF! | #REF! | #REF! | #REF! | #REF! | #REF! | #REF! | #REF! | #REF! | #REF! | #REF! | #REF! | #REF! | #REF! | #REF! | #REF! | #REF! | #REF! | #REF! | #REF! | #REF! | #REF! | #REF! | #REF! | #REF! | #REF! | #REF! | #REF! | #REF! | #REF! | #REF! | #REF! | #REF! | #REF! | #REF! | #REF! | #REF! | #REF! | #REF! | #REF! | #REF! | #REF! | #REF! | #REF! | #REF! | #REF! | #REF! | #REF! | #REF! | #REF! | #REF! | #REF! | #REF! | #REF! | #REF! | #REF! | #REF! | #REF! | #REF! | #REF! | #REF! | #REF! | #REF! | #REF! | #REF! | #REF! | #REF! | #REF! | #REF! | #REF! | #REF! | #REF! | #REF! | #REF! | #REF! | #REF! | #REF! | #REF! | #REF! | #REF! | #REF! | #REF! | #REF! | #REF! | #REF! | #REF! | #REF! | #REF! | #REF! | #REF! | #REF! | #REF! | #REF! | #REF! | #REF! | #REF! | #REF! | #REF! | #REF! | #REF! | #REF! | #REF! | #REF! | #REF! | #REF! | #REF! | #REF! | #REF! | #REF! | #REF! | #REF! | #REF! | #REF! | #REF! | #REF! | #REF! | #REF! | #REF! | #REF! | #REF! | #REF! | #REF! | #REF! | #REF! | #REF! | #REF! | #REF! | #REF! | #REF! | #REF! | #REF! | #REF! | #REF! | #REF! | #REF! | #REF! | #REF! | #REF! | #REF! | #REF! | #REF! | #REF! | #REF! | #REF! | #REF! | #REF! | #REF! | #REF! | #REF! | #REF! | #REF! | #REF! | #REF! | #REF! | #REF! | #REF! | #REF! | #REF! | #REF! | #REF! | #REF! | #REF! | #REF! | #REF! | #REF! | #REF! | #REF! | #REF! | #REF! | #REF! | #REF! | #REF! | #REF! | #REF! | #REF! | #REF! | #REF! | #REF! | #REF! | #REF! | #REF! | #REF! | #REF! | #REF! | #REF! | #REF! | #REF! | #REF! | #REF! | #REF! | #REF! | #REF! | #REF! | #REF! | #REF! | #REF! | #REF! | #REF! | #REF! | #REF! | #REF! | #REF! | #REF! | #REF! | #REF! | #REF! | #REF! | #REF! | #REF! | #REF! | #REF! | #REF! | #REF! | #REF! | #REF! | #REF! | #REF! | #REF! | #REF! | #REF! | #REF! | #REF! | #REF! | #REF! | #REF! | #REF! | #REF! | #REF! | #REF! | #REF! | #REF! | #REF! | #REF! | #REF! | #REF! | #REF! | #REF! | #REF! | #REF! | #REF! | #REF! | #REF! | #REF! | #REF! | #REF! | #REF! | #REF! | #REF! | #REF! | #REF! | #REF! | #REF! | #REF! | #REF! | #REF! | #REF! | #REF! | #REF! | #REF! | #REF! | #REF! | #REF! | #REF! | #REF! | #REF! | #REF! | #REF! | #REF! | #REF! | #REF! | #REF! | #REF! | #REF! | #REF! | #REF! | #REF! | #REF! | #REF! | #REF! | #REF! | #REF! | #REF! | #REF! | #REF! | #REF! | #REF! | #REF! | #REF! | #REF! | #REF! | #REF! | #REF! | #REF! | #REF! | #REF! | #REF! | #REF! | #REF! | #REF! | #REF! | #REF! | #REF! | #REF! | #REF! | #REF! | #REF! | #REF! | #REF! | #REF! | #REF! | #REF! | #REF! | #REF! | #REF! | #REF! | #REF! | #REF! | #REF! | #REF! | #REF! | #REF! | #REF! | #REF! | #REF! | #REF! | #REF! | #REF! | #REF! | #REF! | #REF! | #REF! | #REF! | #REF! | #REF! | #REF! | #REF! | #REF! | #REF! | #REF! | #REF! | #REF! | #REF! | #REF! | #REF! | #REF! | #REF! | #REF! | #REF! | #REF! | #REF! | #REF! | #REF! | #REF! | #REF! | #REF! | #REF! | #REF! | #REF! | #REF! | #REF! | #REF! | #REF! | #REF! | #REF! | #REF! | #REF! | #REF! | #REF! | #REF! | #REF! | #REF! | #REF! | #REF! | #REF! | #REF! | #REF! | #REF! | #REF! | #REF! | #REF! | #REF! | #REF! | #REF! | #REF! | #REF! | #REF! | #REF! | #REF! | #REF! | #REF! | #REF! | #REF! | #REF! | #REF! | #REF! | #REF! | #REF! | #REF! | #REF! | #REF! | #REF! | #REF! | #REF! | #REF! | #REF! | #REF! | #REF! | #REF! | #REF! | #REF! | #REF! | #REF! | #REF! | #REF! | #REF! | #REF! | #REF! | #REF! | #REF! | #REF! | #REF! | #REF! | #REF! | #REF! | #REF! | #REF! | #REF! | #REF! | #REF! | #REF! | #REF! | #REF! | #REF! | #REF! | #REF! | #REF! | #REF! | #REF! | #REF! | #REF! | #REF! | #REF! | #REF! | #REF! | #REF! | #REF! | #REF! | #REF! | #REF! | #REF! | #REF! | #REF! | #REF! | #REF! | #REF! | #REF! | #REF! | #REF! | #REF! | #REF! | #REF! | #REF! | #REF! | #REF! | #REF! | #REF! | #REF! | #REF! | #REF! | #REF! | #REF! | #REF! | #REF! | #REF! | #REF! | #REF! | #REF! | #REF! | #REF! | #REF! | #REF! | #REF! | #REF! | #REF! | #REF! | #REF! | #REF! | #REF! | #REF! | #REF! | #REF! | #REF! | #REF! | #REF! | #REF! | #REF! | #REF! | #REF! | #REF! | #REF! | #REF! | #REF! | #REF! | #REF! | #REF! | #REF! | #REF! | #REF! | #REF! | #REF! | #REF! | #REF! | #REF! | #REF! | #REF! | #REF! | #REF! | #REF! | #REF! | #REF! | #REF! | #REF! | #REF! | #REF! | #REF! | #REF! | #REF! | #REF! | #REF! | #REF! | #REF! | #REF! | #REF! | #REF! | #REF! | #REF! | #REF! | #REF! | #REF! | #REF! | #REF! | #REF! | #REF! | #REF! | #REF! | #REF! | #REF! | #REF! | #REF! | #REF! | #REF! | #REF! | #REF! | #REF! | #REF! | #REF! | #REF! | #REF! | #REF! | #REF! | #REF! | #REF! | #REF! | #REF! | #REF! | #REF! | #REF! | #REF! | #REF! | #REF! | #REF! | #REF! | #REF! | #REF! | #REF! | #REF! | #REF! | #REF! | #REF! | #REF! | #REF! | #REF! | #REF! | #REF! | #REF! | #REF! | #REF! | #REF! | #REF! | #REF! | #REF! | #REF! | #REF! | #REF! | #REF! | #REF! | #REF! | #REF! | #REF! | #REF! | #REF! | #REF! | #REF! | #REF! | #REF! | #REF! | #REF! | #REF! | #REF! | #REF! | #REF! | #REF! | #REF! | #REF! | #REF! | #REF! | #REF! | #REF! | #REF! | #REF! | #REF! | #REF! | #REF! | #REF! | #REF! | #REF! | #REF! | #REF! | #REF! | #REF! | #REF! | #REF! | #REF! | #REF! | #REF! | #REF! | #REF! | #REF! | #REF! | #REF! | #REF! | #REF! | #REF! | #REF! | #REF! | #REF! | #REF! | #REF! | #REF! | #REF! | #REF! | #REF! | #REF! | #REF! | #REF! | #REF! | #REF! | #REF! | #REF! | #REF! | #REF! | #REF! | #REF! | #REF! | #REF! | #REF! | #REF! | #REF! | #REF! | #REF! | #REF! | #REF! | #REF! | #REF! | #REF! | #REF! | #REF! | #REF! | #REF! | #REF! | #REF! | #REF! | #REF! | #REF! | #REF! | #REF! | #REF! | #REF! | #REF! | #REF! | #REF! | #REF! | #REF! | #REF! | #REF! | #REF! | #REF! | #REF! | #REF! | #REF! | #REF! | #REF! | #REF! | #REF! | #REF! | #REF! | #REF! | #REF! | #REF! | #REF! | #REF! | #REF! | #REF! | #REF! | #REF! | #REF! | #REF! | #REF! | #REF! | #REF! | #REF! | #REF! | #REF! | #REF! | #REF! | #REF! | #REF! | #REF! | #REF! | #REF! | #REF! | #REF! | #REF! | #REF! | #REF! | #REF! | #REF! | #REF! | #REF! | #REF! | #REF! | #REF! | #REF! | #REF! | #REF! | #REF! | #REF! | #REF! | #REF! | #REF! | #REF! | #REF! | #REF! | #REF! | #REF! | #REF! | #REF! | #REF! | #REF! | #REF! | #REF! | #REF! | #REF! | #REF! | #REF! | #REF! | #REF! | #REF! | #REF! | #REF! | #REF! | #REF! | #REF! | #REF! | #REF! | #REF! | #REF! | #REF! | #REF! | #REF! | #REF! | #REF! | #REF! | #REF! | #REF! | #REF! | #REF! | #REF! | #REF! | #REF! | #REF! | #REF! | #REF! | #REF! | #REF! | #REF! | #REF! | #REF! | #REF! | #REF! | #REF! | #REF! | #REF! | #REF! | #REF! | #REF! | #REF! | #REF! | #REF! | #REF! | #REF! | #REF! | #REF! | #REF! | #REF! | #REF! | #REF! | #REF! | #REF! | #REF! | #REF! | #REF! | #REF! | #REF! | #REF! | #REF! | #REF! | #REF! | #REF! | #REF! | #REF! | #REF! | #REF! | #REF! | #REF! | #REF! | #REF! | #REF! | #REF! | #REF! | #REF! | #REF! | #REF! | #REF! | #REF! | #REF! | #REF! | #REF! | #REF! | #REF! | #REF! | #REF! | #REF! | #REF! | #REF! | #REF! | #REF! | #REF! | #REF! | #REF! | #REF! | #REF! | #REF! | #REF! | #REF! | #REF! | #REF! | #REF! | #REF! | #REF! | #REF! | #REF! | #REF! | #REF! | #REF! | #REF! | #REF! | #REF! | #REF! | #REF! | #REF! | #REF! | #REF! | #REF! | #REF! | #REF! | #REF! | #REF! | #REF! | #REF! | #REF! | #REF! | #REF! | #REF! | #REF! | #REF! | #REF! | #REF! | #REF! | #REF! | #REF! | #REF! | #REF! | #REF! | #REF! | #REF! | #REF! | #REF! | #REF! | #REF! | #REF! | #REF! | #REF! | #REF! | #REF! | #REF! | #REF! | #REF! | #REF! | #REF! | #REF! | #REF! | #REF! | #REF! | #REF! | #REF! | #REF! | #REF! | #REF! | #REF! | #REF! | #REF! | #REF! | #REF! | #REF! | #REF! | #REF! | #REF! | #REF! | #REF! | #REF! | #REF! | #REF! | #REF! | #REF! | #REF! | #REF! | #REF! | #REF! | #REF! | #REF! | #REF! | #REF! | #REF! | #REF! | #REF! | #REF! | #REF! | #REF! | #REF! | #REF! | #REF! | #REF! | #REF! | #REF! | #REF! | #REF! | #REF! | #REF! | #REF! | #REF! | #REF! | #REF! | #REF! | #REF! | #REF! | #REF! | #REF! | #REF! | #REF! | #REF! | #REF! | #REF! | #REF! | #REF! | #REF! | #REF! | #REF! | #REF! | #REF! | #REF! | #REF! | #REF! | #REF! | #REF! | #REF! | #REF! | #REF! | #REF! | #REF! | #REF! | #REF! | #REF! | #REF! | #REF! | #REF! | #REF! | #REF! | #REF! | #REF! | #REF! | #REF! | #REF! | #REF! | #REF! | #REF! | #REF! | #REF! | #REF! | #REF! | #REF! | #REF! | #REF! | #REF! | #REF! | #REF! | #REF! | #REF! | #REF! | #REF! | #REF! | #REF! | #REF! | #REF! | #REF! | #REF! | #REF! | #REF! | #REF! | #REF! | #REF! | #REF! | #REF! | #REF! | #REF! | #REF! | #REF! | #REF! | #REF! | #REF! | #REF! | #REF! | #REF! | #REF! | #REF! | #REF! | #REF! | #REF! | #REF! | #REF! | #REF! | #REF! | #REF! | #REF! | #REF! | #REF! | #REF! | #REF! | #REF! | #REF! | #REF! | #REF! | #REF! | #REF! | #REF! | #REF! | #REF! | #REF! | #REF! | #REF! | #REF! | #REF! | #REF! | #REF! | #REF! | #REF! | #REF! | #REF! | #REF! | #REF! | #REF! | #REF! | #REF! | #REF! | #REF! | #REF! | #REF! | #REF! | #REF! | #REF! | #REF! | #REF! | #REF! | #REF! | #REF! | #REF! | #REF! | #REF! | #REF! | #REF! | #REF! | #REF! | #REF! | #REF! | #REF! | #REF! | #REF! | #REF! | #REF! | #REF! | #REF! | #REF! | #REF! | #REF! | #REF! | #REF! | #REF! | #REF! | #REF! | #REF! | #REF! | #REF! | #REF! | #REF! | #REF! | #REF! | #REF! | #REF! | #REF! | #REF! | #REF! | #REF! | #REF! | #REF! | #REF! | #REF! | #REF! | #REF! | #REF! | #REF! | #REF! | #REF! | #REF! | #REF! | #REF! | #REF! | #REF! | #REF! | #REF! | #REF! | #REF! | #REF! | #REF! | #REF! | #REF! | #REF! | #REF! | #REF! | #REF! | #REF! | #REF! | #REF! | #REF! | #REF! | #REF! | #REF! | #REF! | #REF! | #REF! | #REF! | #REF! | #REF! | #REF! | #REF! | #REF! | #REF! | #REF! | #REF! | #REF! | #REF! | #REF! | #REF! | #REF! | #REF! | #REF! | #REF! | #REF! | #REF! | #REF! | #REF! | #REF! | #REF! | #REF! | #REF! | #REF! | #REF! | #REF! | #REF! | #REF! | #REF! | #REF! | #REF! | #REF! | #REF! | #REF! | #REF! | #REF! | #REF! | #REF! | #REF! | #REF! | #REF! | #REF! | #REF! | #REF! | #REF! | #REF! | #REF! | #REF! | #REF! | #REF! | #REF! | #REF! | #REF! | #REF! | #REF! | #REF! | #REF! | #REF! | #REF! | #REF! | #REF! | #REF! | #REF! | #REF! | #REF! | #REF! | #REF! | #REF! | #REF! | #REF! | #REF! | #REF! | #REF! | #REF! | #REF! | #REF! | #REF! | #REF! | #REF! | #REF! | #REF! | #REF! | #REF! | #REF! | #REF! | #REF! | #REF! | #REF! | #REF! | #REF! | #REF! | #REF! | #REF! | #REF! | #REF! | #REF! | #REF! | #REF! | #REF! | #REF! | #REF! | #REF! | #REF! | #REF! | #REF! | #REF! | #REF! | #REF! | #REF! | #REF! | #REF! | #REF! | #REF! | #REF! | #REF! | #REF! | #REF! | #REF! | #REF! | #REF! | #REF! | #REF! | #REF! | #REF! | #REF! | #REF! | #REF! | #REF! | #REF! | #REF! | #REF! | #REF! | #REF! | #REF! | #REF! | #REF! | #REF! | #REF! | #REF! | #REF! | #REF! | #REF! | #REF! | #REF! | #REF! | #REF! | #REF! | #REF! | #REF! | #REF! | #REF! | #REF! | #REF! | #REF! | #REF! | #REF! | #REF! | #REF! | #REF! | #REF! | #REF! | #REF! | #REF! | #REF! | #REF! | #REF! | #REF! | #REF! | #REF! | #REF! | #REF! | #REF! | #REF! | #REF! | #REF! | #REF! | #REF! | #REF! | #REF! | #REF! | #REF! | #REF! | #REF! | #REF! | #REF! | #REF! | #REF! | #REF! | #REF! | #REF! | #REF! | #REF! | #REF! | #REF! | #REF! | #REF! | #REF! | #REF! | #REF! | #REF! | #REF! | #REF! | #REF! | #REF! | #REF! | #REF! | #REF! | #REF! | #REF! | #REF! | #REF! | #REF! | #REF! | #REF! | #REF! | #REF! | #REF! | #REF! | #REF! | #REF! | #REF! | #REF! | #REF! | #REF! | #REF! | #REF! | #REF! | #REF! | #REF! | #REF! | #REF! | #REF! | #REF! | #REF! | #REF! | #REF! | #REF! | #REF! | #REF! | #REF! | #REF! | #REF! | #REF! | #REF! | #REF! | #REF! | #REF! | #REF! | #REF! | #REF! | #REF! | #REF! | #REF! | #REF! | #REF! | #REF! | #REF! | #REF! | #REF! | #REF! | #REF! | #REF! | #REF! | #REF! | #REF! | #REF! | #REF! | #REF! | #REF! | #REF! | #REF! | #REF! | #REF! | #REF! | #REF! | #REF! | #REF! | #REF! | #REF! | #REF! | #REF! | #REF! | #REF! | #REF! | #REF! | #REF! | #REF! | #REF! | #REF! | #REF! | #REF! | #REF! | #REF! | #REF! | #REF! | #REF! | #REF! | #REF! | #REF! | #REF! | #REF! | #REF! | #REF! | #REF! | #REF! | #REF! | #REF! | #REF! | #REF! | #REF! | #REF! | #REF! | #REF! | #REF! | #REF! | #REF! | #REF! | #REF! | #REF! | #REF! | #REF! | #REF! | #REF! | #REF! | #REF! | #REF! | #REF! | #REF! | #REF! | #REF! | #REF! | #REF! | #REF! | #REF! | #REF! | #REF! | #REF! | #REF! | #REF! | #REF! | #REF! | #REF! | #REF! | #REF! | #REF! | #REF! | #REF! | #REF! | #REF! | #REF! | #REF! | #REF! | #REF! | #REF! | #REF! | #REF! | #REF! | #REF! | #REF! | #REF! | #REF! | #REF! | #REF! | #REF! | #REF! | #REF! | #REF! | #REF! | #REF! | #REF! | #REF! | #REF! | #REF! | #REF! | #REF! | #REF! | #REF! | #REF! | #REF! | #REF! | #REF! | #REF! | #REF! | #REF! | #REF! | #REF! | #REF! | #REF! | #REF! | #REF! | #REF! | #REF! | #REF! | #REF! | #REF! | #REF! | #REF! | #REF! | #REF! | #REF! | #REF! | #REF! | #REF! | #REF! | #REF! | #REF! | #REF! | #REF! | #REF! | #REF! | #REF! | #REF! | #REF! | #REF! | #REF! | #REF! | #REF! | #REF! | #REF! | #REF! | #REF! | #REF! | #REF! | #REF! | #REF! | #REF! | #REF! | #REF! | #REF! | #REF! | #REF! | #REF! | #REF! | #REF! | #REF! | #REF! | #REF! | #REF! | #REF! | #REF! | #REF! | #REF! | #REF! | #REF! | #REF! | #REF! | #REF! | #REF! | #REF! | #REF! | #REF! | #REF! | #REF! | #REF! | #REF! | #REF! | #REF! | #REF! | #REF! | #REF! | #REF! | #REF! | #REF! | #REF! | #REF! | #REF! | #REF! | #REF! | #REF! | #REF! | #REF! | #REF! | #REF! | #REF! | #REF! | #REF! | #REF! | #REF! | #REF! | #REF! | #REF! | #REF! | #REF! | #REF! | #REF! | #REF! | #REF! | #REF! | #REF! | #REF! | #REF! | #REF! | #REF! | #REF! | #REF! | #REF! | #REF! | #REF! | #REF! | #REF! | #REF! | #REF! | #REF! | #REF! | #REF! | #REF! | #REF! | #REF! | #REF! | #REF! | #REF! | #REF! | #REF! | #REF! | #REF! | #REF! | #REF! | #REF! | #REF! | #REF! | #REF! | #REF! | #REF! | #REF! | #REF! | #REF! | #REF! | #REF! | #REF! | #REF! | #REF! | #REF! | #REF! | #REF! | #REF! | #REF! | #REF! | #REF! | #REF! | #REF! | #REF! | #REF! | #REF! | #REF! | #REF! | #REF! | #REF! | #REF! | #REF! | #REF! | #REF! | #REF! | #REF! | #REF! | #REF! | #REF! | #REF! | #REF! | #REF! | #REF! | #REF! | #REF! | #REF! | #REF! | #REF! | #REF! | #REF! | #REF! | #REF! | #REF! | #REF! | #REF! | #REF! | #REF! | #REF! | #REF! | #REF! | #REF! | #REF! | #REF! | #REF! | #REF! | #REF! | #REF! | #REF! | #REF! | #REF! | #REF! | #REF! | #REF! | #REF! | #REF! | #REF! | #REF! | #REF! | #REF! | #REF! | #REF! | #REF! | #REF! | #REF! | #REF! | #REF! | #REF! | #REF! | #REF! | #REF! | #REF! | #REF! | #REF! | #REF! | #REF! | #REF! | #REF! | #REF! | #REF! | #REF! | #REF! | #REF! | #REF! | #REF! | #REF! | #REF! | #REF! | #REF! | #REF! | #REF! | #REF! | #REF! | #REF! | #REF! | #REF! | #REF! | #REF! | #REF! | #REF! | #REF! | #REF! | #REF! | #REF! | #REF! | #REF! | #REF! | #REF! | #REF! | #REF! | #REF! | #REF! | #REF! | #REF! | #REF! | #REF! | #REF! | #REF! | #REF! | #REF! | #REF! | #REF! | #REF! | #REF! | #REF! | #REF! | #REF! | #REF! | #REF! | #REF! | #REF! | #REF! | #REF! | #REF! | #REF! | #REF! | #REF! | #REF! | #REF! | #REF! | #REF! | #REF! | #REF! | #REF! | #REF! | #REF! | #REF! | #REF! | #REF! | #REF! | #REF! | #REF! | #REF! | #REF! | #REF! | #REF! | #REF! | #REF! | #REF! | #REF! | #REF! | #REF! | #REF! | #REF! | #REF! | #REF! | #REF! | #REF! | #REF! | #REF! | #REF! | #REF! | #REF! | #REF! | #REF! | #REF! | #REF! | #REF! | #REF! | #REF! | #REF! | #REF! | #REF! | #REF! | #REF! | #REF! | #REF! | #REF! | #REF! | #REF! | #REF! | #REF! | #REF! | #REF! | #REF! | #REF! | #REF! | #REF! | #REF! | #REF! | #REF! | #REF! | #REF! | #REF! | #REF! | #REF! | #REF! | #REF! | #REF! | #REF! | #REF! | #REF! | #REF! | #REF! | #REF! | #REF! | #REF! | #REF! | #REF! | #REF! | #REF! | #REF! | #REF! | #REF! | #REF! | #REF! | #REF! | #REF! | #REF! | #REF! | #REF! | #REF! | #REF! | #REF! | #REF! | #REF! | #REF! | #REF! | #REF! | #REF! | #REF! | #REF! | #REF! | #REF! | #REF! | #REF! | #REF! | #REF! | #REF! | #REF! | #REF! | #REF! | #REF! | #REF! | #REF! | #REF! | #REF! | #REF! | #REF! | #REF! | #REF! | #REF! | #REF! | #REF! | #REF! | #REF! | #REF! | #REF! | #REF! | #REF! | #REF! | #REF! | #REF! | #REF! | #REF! | #REF! | #REF! | #REF! | #REF! | #REF! | #REF! | #REF! | #REF! | #REF! | #REF! | #REF! | #REF! | #REF! | #REF! | #REF! | #REF! | #REF! | #REF! | #REF! | #REF! | #REF! | #REF! | #REF! | #REF! | #REF! | #REF! | #REF! | #REF! | #REF! | #REF! | #REF! | #REF! | #REF! | #REF! | #REF! | #REF! | #REF! | #REF! | #REF! | #REF! | #REF! | #REF! | #REF! | #REF! | #REF! | #REF! | #REF! | #REF! | #REF! | #REF! | #REF! | #REF! | #REF! | #REF! | #REF! | #REF! | #REF! | #REF! | #REF! | #REF! | #REF! | #REF! | #REF! | #REF! | #REF! | #REF! | #REF! | #REF! | #REF! | #REF! | #REF! | #REF! | #REF! | #REF! | #REF! | #REF! | #REF! | #REF! | #REF! | #REF! | #REF! | #REF! | #REF! | #REF! | #REF! | #REF! | #REF! | #REF! | #REF! | #REF! | #REF! | #REF! | #REF! | #REF! | #REF! | #REF! | #REF! | #REF! | #REF! | #REF! | #REF! | #REF! | #REF! | #REF! | #REF! | #REF! | #REF! | #REF! | #REF! | #REF! | #REF! | #REF! | #REF! | #REF! | #REF! | #REF! | #REF! | #REF! | #REF! | #REF! | #REF! | #REF! | #REF! | #REF! | #REF! | #REF! | #REF! | #REF! | #REF! | #REF! | #REF! | #REF! | #REF! | #REF! | #REF! | #REF! | #REF! | #REF! | #REF! | #REF! | #REF! | #REF! | #REF! | #REF! | #REF! | #REF! | #REF! | #REF! | #REF! | #REF! | #REF! | #REF! | #REF! | #REF! | #REF! | #REF! | #REF! | #REF! | #REF! | #REF! | #REF! | #REF! | #REF! | #REF! | #REF! | #REF! | #REF! | #REF! | #REF! | #REF! | #REF! | #REF! | #REF! | #REF! | #REF! | #REF! | #REF! | #REF! | #REF! | #REF! | #REF! | #REF! | #REF! | #REF! | #REF! | #REF! | #REF! | #REF! | #REF! | #REF! | #REF! | #REF! | #REF! | #REF! | #REF! | #REF! | #REF! | #REF! | #REF! | #REF! | #REF! | #REF! | #REF! | #REF! | #REF! | #REF! | #REF! | #REF! | #REF! | #REF! | #REF! | #REF! | #REF! | #REF! | #REF! | #REF! | #REF! | #REF! | #REF! | #REF! | #REF! | #REF! | #REF! | #REF! | #REF! | #REF! | #REF! | #REF! | #REF! | #REF! | #REF! | #REF! | #REF! | #REF! | #REF! | #REF! | #REF! | #REF! | #REF! | #REF! | #REF! | #REF! | #REF! | #REF! | #REF! | #REF! | #REF! | #REF! | #REF! | #REF! | #REF! | #REF! | #REF! | #REF! | #REF! | #REF! | #REF! | #REF! | #REF! | #REF! | #REF! | #REF! | #REF! | #REF! | #REF! | #REF! | #REF! | #REF! | #REF! | #REF! | #REF! | #REF! | #REF! | #REF! | #REF! | #REF! | #REF! | #REF! | #REF! | #REF! | #REF! | #REF! | #REF! | #REF! | #REF! | #REF! | #REF! | #REF! | #REF! | #REF! | #REF! | #REF! | #REF! | #REF! | #REF! | #REF! | #REF! | #REF! | #REF! | #REF! | #REF! | #REF! | #REF! | #REF! | #REF! | #REF! | #REF! | #REF! | #REF! | #REF! | #REF! | #REF! | #REF! | #REF! | #REF! | #REF! | #REF! | #REF! | #REF! | #REF! | #REF! | #REF! | #REF! | #REF! | #REF! | #REF! | #REF! | #REF! | #REF! | #REF! | #REF! | #REF! | #REF! | #REF! | #REF! | #REF! | #REF! | #REF! | #REF! | #REF! | #REF! | #REF! | #REF! | #REF! | #REF! | #REF! | #REF! | #REF! | #REF! | #REF! | #REF! | #REF! | #REF! | #REF! | #REF! | #REF! | #REF! | #REF! | #REF! | #REF! | #REF! | #REF! | #REF! | #REF! | #REF! | #REF! | #REF! | #REF! | #REF! | #REF! | #REF! | #REF! | #REF! | #REF! | #REF! | #REF! | #REF! | #REF! | #REF! | #REF! | #REF! | #REF! | #REF! | #REF! | #REF! | #REF! | #REF! | #REF! | #REF! | #REF! | #REF! | #REF! | #REF! | #REF! | #REF! | #REF! | #REF! | #REF! | #REF! | #REF! | #REF! | #REF! | #REF! | #REF! | #REF! | #REF! | #REF! | #REF! | #REF! | #REF! | #REF! | #REF! | #REF! | #REF! | #REF! | #REF! | #REF! | #REF! | #REF! | #REF! | #REF! | #REF! | #REF! | #REF! | #REF! | #REF! | #REF! | #REF! | #REF! | #REF! | #REF! | #REF! | #REF! | #REF! | #REF! | #REF! | #REF! | #REF! | #REF! | #REF! | #REF! | #REF! | #REF! | #REF! | #REF! | #REF! | #REF! | #REF! | #REF! | #REF! | #REF! | #REF! | #REF! | #REF! | #REF! | #REF! | #REF! | #REF! | #REF! | #REF! | #REF! | #REF! | #REF! | #REF! | #REF! | #REF! | #REF! | #REF! | #REF! | #REF! | #REF! | #REF! | #REF! | #REF! | #REF! | #REF! | #REF! | #REF! | #REF! | #REF! | #REF! | #REF! | #REF! | #REF! | #REF! | #REF! | #REF! | #REF! | #REF! | #REF! | #REF! | #REF! | #REF! | #REF! | #REF! | #REF! | #REF! | #REF! | #REF! | #REF! | #REF! | #REF! | #REF! | #REF! | #REF! | #REF! | #REF! | #REF! | #REF! | #REF! | #REF! | #REF! | #REF! | #REF! | #REF! | #REF! | #REF! | #REF! | #REF! | #REF! | #REF! | #REF! | #REF! | #REF! | #REF! | #REF! | #REF! | #REF! | #REF! | #REF! | #REF! | #REF! | #REF! | #REF! | #REF! | #REF! | #REF! | #REF! | #REF! | #REF! | #REF! | #REF! | #REF! | #REF! | #REF! | #REF! | #REF! | #REF! | #REF! | #REF! | #REF! | #REF! | #REF! | #REF! | #REF! | #REF! | #REF! | #REF! | #REF! | #REF! | #REF! | #REF! | #REF! | #REF! | #REF! | #REF! | #REF! | #REF! | #REF! | #REF! | #REF! | #REF! | #REF! | #REF! | #REF! | #REF! | #REF! | #REF! | #REF! | #REF! | #REF! | #REF! | #REF! | #REF! | #REF! | #REF! | #REF! | #REF! | #REF! | #REF! | #REF! | #REF! | #REF! | #REF! | #REF! | #REF! | #REF! | #REF! | #REF! | #REF! | #REF! | #REF! | #REF! | #REF! | #REF! | #REF! | #REF! | #REF! | #REF! | #REF! | #REF! | #REF! | #REF! | #REF! | #REF! | #REF! | #REF! | #REF! | #REF! | #REF! | #REF! | #REF! | #REF! | #REF! | #REF! | #REF! | #REF! | #REF! | #REF! | #REF! | #REF! | #REF! | #REF! | #REF! | #REF! | #REF! | #REF! | #REF! | #REF! | #REF! | #REF! | #REF! | #REF! | #REF! | #REF! | #REF! | #REF! | #REF! | #REF! | #REF! | #REF! | #REF! | #REF! | #REF! | #REF! | #REF! | #REF! | #REF! | #REF! | #REF! | #REF! | #REF! | #REF! | #REF! | #REF! | #REF! | #REF! | #REF! | #REF! | #REF! | #REF! | #REF! | #REF! | #REF! | #REF! | #REF! | #REF! | #REF! | #REF! | #REF! | #REF! | #REF! | #REF! | #REF! | #REF! | #REF! | #REF! | #REF! | #REF! | #REF! | #REF! | #REF! | #REF! | #REF! | #REF! | #REF! | #REF! | #REF! | #REF! | #REF! | #REF! | #REF! | #REF! | #REF! | #REF! | #REF! | #REF! | #REF! | #REF! | #REF! | #REF! | #REF! | #REF! | #REF! | #REF! | #REF! | #REF! | #REF! | #REF! | #REF! | #REF! | #REF! | #REF! | #REF! | #REF! | #REF! | #REF! | #REF! | #REF! | #REF! | #REF! | #REF! | #REF! | #REF! | #REF! | #REF! | #REF! | #REF! | #REF! | #REF! | #REF! | #REF! | #REF! | #REF! | #REF! | #REF! | #REF! | #REF! | #REF! | #REF! | #REF! | #REF! | #REF! | #REF! | #REF! | #REF! | #REF! | #REF! | #REF! | #REF! | #REF! | #REF! | #REF! | #REF! | #REF! | #REF! | #REF! | #REF! | #REF! | #REF! | #REF! | #REF! | #REF! | #REF! | #REF! | #REF! | #REF! | #REF! | #REF! | #REF! | #REF! | #REF! | #REF! | #REF! | #REF! | #REF! | #REF! | #REF! | #REF! | #REF! | #REF! | #REF! | #REF! | #REF! | #REF! | #REF! | #REF! | #REF! | #REF! | #REF! | #REF! | #REF! | #REF! | #REF! | #REF! | #REF! | #REF! | #REF! | #REF! | #REF! | #REF! | #REF! | #REF! | #REF! | #REF! | #REF! | #REF! | #REF! | #REF! | #REF! | #REF! | #REF! | #REF! | #REF! | #REF! | #REF! | #REF! | #REF! | #REF! | #REF! | #REF! | #REF! | #REF! | #REF! | #REF! | #REF! | #REF! | #REF! | #REF! | #REF! | #REF! | #REF! | #REF! | #REF! | #REF! | #REF! | #REF! | #REF! | #REF! | #REF! | #REF! | #REF! | #REF! | #REF! | #REF! | #REF! | #REF! | #REF! | #REF! | #REF! | #REF! | #REF! | #REF! | #REF! | #REF! | #REF! | #REF! | #REF! | #REF! | #REF! | #REF! | #REF! | #REF! | #REF! | #REF! | #REF! | #REF! | #REF! | #REF! | #REF! | #REF! | #REF! | #REF! | #REF! | #REF! | #REF! | #REF! | #REF! | #REF! | #REF! | #REF! | #REF! | #REF! | #REF! | #REF! | #REF! | #REF! | #REF! | #REF! | #REF! | #REF! | #REF! | #REF! | #REF! | #REF! | #REF! | #REF! | #REF! | #REF! | #REF! | #REF! | #REF! | #REF! | #REF! | #REF! | #REF! | #REF! | #REF! | #REF! | #REF! | #REF! | #REF! | #REF! | #REF! | #REF! | #REF! | #REF! | #REF! | #REF! | #REF! | #REF! | #REF! | #REF! | #REF! | #REF! | #REF! | #REF! | #REF! | #REF! | #REF! | #REF! | #REF! | #REF! | #REF! | #REF! | #REF! | #REF! | #REF! | #REF! | #REF! | #REF! | #REF! | #REF! | #REF! | #REF! | #REF! | #REF! | #REF! | #REF! | #REF! | #REF! | #REF! | #REF! | #REF! | #REF! | #REF! | #REF! | #REF! | #REF! | #REF! | #REF! | #REF! | #REF! | #REF! | #REF! | #REF! | #REF! | #REF! | #REF! | #REF! | #REF! | #REF! | #REF! | #REF! | #REF! | #REF! | #REF! | #REF! | #REF! | #REF! | #REF! | #REF! | #REF! | #REF! | #REF! | #REF! | #REF! | #REF! | #REF! | #REF! | #REF! | #REF! | #REF! | #REF! | #REF! | #REF! | #REF! | #REF! | #REF! | #REF! | #REF! | #REF! | #REF! | #REF! | #REF! | #REF! | #REF! | #REF! | #REF! | #REF! | #REF! | #REF! | #REF! | #REF! | #REF! | #REF! | #REF! | #REF! | #REF! | #REF! | #REF! | #REF! | #REF! | #REF! | #REF! | #REF! | #REF! | #REF! | #REF! | #REF! | #REF! | #REF! | #REF! | #REF! | #REF! | #REF! | #REF! | #REF! | #REF! | #REF! | #REF! | #REF! | #REF! | #REF! | #REF! | #REF! | #REF! | #REF! | #REF! | #REF! | #REF! | #REF! | #REF! | #REF! | #REF! | #REF! | #REF! | #REF! | #REF! | #REF! | #REF! | #REF! | #REF! | #REF! | #REF! | #REF! | #REF! | #REF! | #REF! | #REF! | #REF! | #REF! | #REF! | #REF! | #REF! | #REF! | #REF! | #REF! | #REF! | #REF! | #REF! | #REF! | #REF! | #REF! | #REF! | #REF! | #REF! | #REF! | #REF! | #REF! | #REF! | #REF! | #REF! | #REF! | #REF! | #REF! | #REF! | #REF! | #REF! | #REF! | #REF! | #REF! | #REF! | #REF! | #REF! | #REF! | #REF! | #REF! | #REF! | #REF! | #REF! | #REF! | #REF! | #REF! | #REF! | #REF! | #REF! | #REF! | #REF! | #REF! | #REF! | #REF! | #REF! | #REF! | #REF! | #REF! | #REF! | #REF! | #REF! | #REF! | #REF! | #REF! | #REF! | #REF! | #REF! | #REF! | #REF! | #REF! | #REF! | #REF! | #REF! | #REF! | #REF! | #REF! | #REF! | #REF! | #REF! | #REF! | #REF! | #REF! | #REF! | #REF! | #REF! | #REF! | #REF! | #REF! | #REF! | #REF! | #REF! | #REF! | #REF! | #REF! | #REF! | #REF! | #REF! | #REF! | #REF! | #REF! | #REF! | #REF! | #REF! | #REF! | #REF! | #REF! | #REF! | #REF! | #REF! | #REF! | #REF! | #REF! | #REF! | #REF! | #REF! | #REF! | #REF! | #REF! | #REF! | #REF! | #REF! | #REF! | #REF! | #REF! | #REF! | #REF! | #REF! | #REF! | #REF! | #REF! | #REF! | #REF! | #REF! | #REF! | #REF! | #REF! | #REF! | #REF! | #REF! | #REF! | #REF! | #REF! | #REF! | #REF! | #REF! | #REF! | #REF! | #REF! | #REF! | #REF! | #REF! | #REF! | #REF! | #REF! | #REF! | #REF! | #REF! | #REF! | #REF! | #REF! | #REF! | #REF! | #REF! | #REF! | #REF! | #REF! | #REF! | #REF! | #REF! | #REF! | #REF! | #REF! | #REF! | #REF! | #REF! | #REF! | #REF! | #REF! | #REF! | #REF! | #REF! | #REF! | #REF! | #REF! | #REF! | #REF! | #REF! | #REF! | #REF! | #REF! | #REF! | #REF! | #REF! | #REF! | #REF! | #REF! | #REF! | #REF! | #REF! | #REF! | #REF! | #REF! | #REF! | #REF! | #REF! | #REF! | #REF! | #REF! | #REF! | #REF! | #REF! | #REF! | #REF! | #REF! | #REF! | #REF! | #REF! | #REF! | #REF! | #REF! | #REF! | #REF! | #REF! | #REF! | #REF! | #REF! | #REF! | #REF! | #REF! | #REF! | #REF! | #REF! | #REF! | #REF! | #REF! | #REF! | #REF! | #REF! | #REF! | #REF! | #REF! | #REF! | #REF! | #REF! | #REF! | #REF! | #REF! | #REF! | #REF! | #REF! | #REF! | #REF! | #REF! | #REF! | #REF! | #REF! | #REF! | #REF! | #REF! | #REF! | #REF! | #REF! | #REF! | #REF! | #REF! | #REF! | #REF! | #REF! | #REF! | #REF! | #REF! | #REF! | #REF! | #REF! | #REF! | #REF! | #REF! | #REF! | #REF! | #REF! | #REF! | #REF! | #REF! | #REF! | #REF! | #REF! | #REF! | #REF! | #REF! | #REF! | #REF! | #REF! | #REF! | #REF! | #REF! | #REF! | #REF! | #REF! | #REF! | #REF! | #REF! | #REF! | #REF! | #REF! | #REF! | #REF! | #REF! | #REF! | #REF! | #REF! | #REF! | #REF! | #REF! | #REF! | #REF! | #REF! | #REF! | #REF! | #REF! | #REF! | #REF! | #REF! | #REF! | #REF! | #REF! | #REF! | #REF! | #REF! | #REF! | #REF! | #REF! | #REF! | #REF! | #REF! | #REF! | #REF! | #REF! | #REF! | #REF! | #REF! | #REF! | #REF! | #REF! | #REF! | #REF! | #REF! | #REF! | #REF! | #REF! | #REF! | #REF! | #REF! | #REF! | #REF! | #REF! | #REF! | #REF! | #REF! | #REF! | #REF! | #REF! | #REF! | #REF! | #REF! | #REF! | #REF! | #REF! | #REF! | #REF! | #REF! | #REF! | #REF! | #REF! | #REF! | #REF! | #REF! | #REF! | #REF! | #REF! | #REF! | #REF! | #REF! | #REF! | #REF! | #REF! | #REF! | #REF! | #REF! | #REF! | #REF! | #REF! | #REF! | #REF! | #REF! | #REF! | #REF! | #REF! | #REF! | #REF! | #REF! | #REF! | #REF! | #REF! | #REF! | #REF! | #REF! | #REF! | #REF! | #REF! | #REF! | #REF! | #REF! | #REF! | #REF! | #REF! | #REF! | #REF! | #REF! | #REF! | #REF! | #REF! | #REF! | #REF! | #REF! | #REF! | #REF! | #REF! | #REF! | #REF! | #REF! | #REF! | #REF! | #REF! | #REF! | #REF! | #REF! | #REF! | #REF! | #REF! | #REF! | #REF! | #REF! | #REF! | #REF! | #REF! | #REF! | #REF! | #REF! | #REF! | #REF! | #REF! | #REF! | #REF! | #REF! | #REF! | #REF! | #REF! | #REF! | #REF! | #REF! | #REF! | #REF! | #REF! | #REF! | #REF! | #REF! | #REF! | #REF! | #REF! | #REF! | #REF! | #REF! | #REF! | #REF! | #REF! | #REF! | #REF! | #REF! | #REF! | #REF! | #REF! | #REF! | #REF! | #REF! | #REF! | #REF! | #REF! | #REF! | #REF! | #REF! | #REF! | #REF! | #REF! | #REF! | #REF! | #REF! | #REF! | #REF! | #REF! | #REF! | #REF! | #REF! | #REF! | #REF! | #REF! | #REF! | #REF! | #REF! | #REF! | #REF! | #REF! | #REF! | #REF! | #REF! | #REF! | #REF! | #REF! | #REF! | #REF! | #REF! | #REF! | #REF! | #REF! | #REF! | #REF! | #REF! | #REF! | #REF! | #REF! | #REF! | #REF! | #REF! | #REF! | #REF! | #REF! | #REF! | #REF! | #REF! | #REF! | #REF! | #REF! | #REF! | #REF! | #REF! | #REF! | #REF! | #REF! | #REF! | #REF! | #REF! | #REF! | #REF! | #REF! | #REF! | #REF! | #REF! | #REF! | #REF! | #REF! | #REF! | #REF! | #REF! | #REF! | #REF! | #REF! | #REF! | #REF! | #REF! | #REF! | #REF! | #REF! | #REF! | #REF! | #REF! | #REF! | #REF! | #REF! | #REF! | #REF! | #REF! | #REF! | #REF! | #REF! | #REF! | #REF! | #REF! | #REF! | #REF! | #REF! | #REF! | #REF! | #REF! | #REF! | #REF! | #REF! | #REF! | #REF! | #REF! | #REF! | #REF! | #REF! | #REF! | #REF! | #REF! | #REF! | #REF! | #REF! | #REF! | #REF! | #REF! | #REF! | #REF! | #REF! | #REF! | #REF! | #REF! | #REF! | #REF! | #REF! | #REF! | #REF! | #REF! | #REF! | #REF! | #REF! | #REF! | #REF! | #REF! | #REF! | #REF! | #REF! | #REF! | #REF! | #REF! | #REF! | #REF! | #REF! | #REF! | #REF! | #REF! | #REF! | #REF! | #REF! | #REF! | #REF! | #REF! | #REF! | #REF! | #REF! | #REF! | #REF! | #REF! | #REF! | #REF! | #REF! | #REF! | #REF! | #REF! | #REF! | #REF! | #REF! | #REF! | #REF! | #REF! | #REF! | #REF! | #REF! | #REF! | #REF! | #REF! | #REF! | #REF! | #REF! | #REF! | #REF! | #REF! | #REF! | #REF! | #REF! | #REF! | #REF! | #REF! | #REF! | #REF! | #REF! | #REF! | #REF! | #REF! | #REF! | #REF! | #REF! | #REF! | #REF! | #REF! | #REF! | #REF! | #REF! | #REF! | #REF! | #REF! | #REF! | #REF! | #REF! | #REF! | #REF! | #REF! | #REF! | #REF! | #REF! | #REF! | #REF! | #REF! | #REF! | #REF! | #REF! | #REF! | #REF! | #REF! | #REF! | #REF! | #REF! | #REF! | #REF! | #REF! | #REF! | #REF! | #REF! | #REF! | #REF! | #REF! | #REF! | #REF! | #REF! | #REF! | #REF! | #REF! | #REF! | #REF! | #REF! | #REF! | #REF! | #REF! | #REF! | #REF! | #REF! | #REF! | #REF! | #REF! | #REF! | #REF! | #REF! | #REF! | #REF! | #REF! | #REF! | #REF! | #REF! | #REF! | #REF! | #REF! | #REF! | #REF! | #REF! | #REF! | #REF! | #REF! | #REF! | #REF! | #REF! | #REF! | #REF! | #REF! | #REF! | #REF! | #REF! | #REF! | #REF! | #REF! | #REF! | #REF! | #REF! | #REF! | #REF! | #REF! | #REF! | #REF! | #REF! | #REF! | #REF! | #REF! | #REF! | #REF! | #REF! | #REF! | #REF! | #REF! | #REF! | #REF! | #REF! | #REF! | #REF! | #REF! | #REF! | #REF! | #REF! | #REF! | #REF! | #REF! | #REF! | #REF! | #REF! | #REF! | #REF! | #REF! | #REF! | #REF! | #REF! | #REF! | #REF! | #REF! | #REF! | #REF! | #REF! | #REF! | #REF! | #REF! | #REF! | #REF! | #REF! | #REF! | #REF! | #REF! | #REF! | #REF! | #REF! | #REF! | #REF! | #REF! | #REF! | #REF! | #REF! | #REF! | #REF! | #REF! | #REF! | #REF! | #REF! | #REF! | #REF! | #REF! | #REF! | #REF! | #REF! | #REF! | #REF! | #REF! | #REF! | #REF! | #REF! | #REF! | #REF! | #REF! | #REF! | #REF! | #REF! | #REF! | #REF! | #REF! | #REF! | #REF! | #REF! | #REF! | #REF! | #REF! | #REF! | #REF! | #REF! | #REF! | #REF! | #REF! | #REF! | #REF! | #REF! | #REF! | #REF! | #REF! | #REF! | #REF! | #REF! | #REF! | #REF! | #REF! | #REF! | #REF! | #REF! | #REF! | #REF! | #REF! | #REF! | #REF! | #REF! | #REF! | #REF! | #REF! | #REF! | #REF! | #REF! | #REF! | #REF! | #REF! | #REF! | #REF! | #REF! | #REF! | #REF! | #REF! | #REF! | #REF! | #REF! | #REF! | #REF! | #REF! | #REF! | #REF! | #REF! | #REF! | #REF! | #REF! | #REF! | #REF! | #REF! | #REF! | #REF! | #REF! | #REF! | #REF! | #REF! | #REF! | #REF! | #REF! | #REF! | #REF! | #REF! | #REF! | #REF! | #REF! | #REF! | #REF! | #REF! | #REF! | #REF! | #REF! | #REF! | #REF! | #REF! | #REF! | #REF! | #REF! | #REF! | #REF! | #REF! | #REF! | #REF! | #REF! | #REF! | #REF! | #REF! | #REF! | #REF! | #REF! | #REF! | #REF! | #REF! | #REF! | #REF! | #REF! | #REF! | #REF! | #REF! | #REF! | #REF! | #REF! | #REF! | #REF! | #REF! | #REF! | #REF! | #REF! | #REF! | #REF! | #REF! | #REF! | #REF! | #REF! | #REF! | #REF! | #REF! | #REF! | #REF! | #REF! | #REF! | #REF! | #REF! | #REF! | #REF! | #REF! | #REF! | #REF! | #REF! | #REF! | #REF! | #REF! | #REF! | #REF! | #REF! | #REF! | #REF! | #REF! | #REF! | #REF! | #REF! | #REF! | #REF! | #REF! | #REF! | #REF! | #REF! | #REF! | #REF! | #REF! | #REF! | #REF! | #REF! | #REF! | #REF! | #REF! | #REF! | #REF! | #REF! | #REF! | #REF! | #REF! | #REF! | #REF! | #REF! | #REF! | #REF! | #REF! | #REF! | #REF! | #REF! | #REF! | #REF! | #REF! | #REF! | #REF! | #REF! | #REF! | #REF! | #REF! | #REF! | #REF! | #REF! | #REF! | #REF! | #REF! | #REF! | #REF! | #REF! | #REF! | #REF! | #REF! | #REF! | #REF! | #REF! | #REF! | #REF! | #REF! | #REF! | #REF! | #REF! | #REF! | #REF! | #REF! | #REF! | #REF! | #REF! | #REF! | #REF! | #REF! | #REF! | #REF! | #REF! | #REF! | #REF! | #REF! | #REF! | #REF! | #REF! | #REF! | #REF! | #REF! | #REF! | #REF! | #REF! | #REF! | #REF! | #REF! | #REF! | #REF! | #REF! | #REF! | #REF! | #REF! | #REF! | #REF! | #REF! | #REF! | #REF! | #REF! | #REF! | #REF! | #REF! | #REF! | #REF! | #REF! | #REF! | #REF! | #REF! | #REF! | #REF! | #REF! | #REF! | #REF! | #REF! | #REF! | #REF! | #REF! | #REF! | #REF! | #REF! | #REF! | #REF! | #REF! | #REF! | #REF! | #REF! | #REF! | #REF! | #REF! | #REF! | #REF! | #REF! | #REF! | #REF! | #REF! | #REF! | #REF! | #REF! | #REF! | #REF! | #REF! | #REF! | #REF! | #REF! | #REF! | #REF! | #REF! | #REF! | #REF! | #REF! | #REF! | #REF! | #REF! | #REF! | #REF! | #REF! | #REF! | #REF! | #REF! | #REF! | #REF! | #REF! | #REF! | #REF! | #REF! | #REF! | #REF! | #REF! | #REF! | #REF! | #REF! | #REF! | #REF! | #REF! | #REF! | #REF! | #REF! | #REF! | #REF! | #REF! | #REF! | #REF! | #REF! | #REF! | #REF! | #REF! | #REF! | #REF! | #REF! | #REF! | #REF! | #REF! | #REF! | #REF! | #REF! | #REF! | #REF! | #REF! | #REF! | #REF! | #REF! | #REF! | #REF! | #REF! | #REF! | #REF! | #REF! | #REF! | #REF! | #REF! | #REF! | #REF! | #REF! | #REF! | #REF! | #REF! | #REF! | #REF! | #REF! | #REF! | #REF! | #REF! | #REF! | #REF! | #REF! | #REF! | #REF! | #REF! | #REF! | #REF! | #REF! | #REF! | #REF! | #REF! | #REF! | #REF! | #REF! | #REF! | #REF! | #REF! | #REF! | #REF! | #REF! | #REF! | #REF! | #REF! | #REF! | #REF! | #REF! | #REF! | #REF! | #REF! | #REF! | #REF! | #REF! | #REF! | #REF! | #REF! | #REF! | #REF! | #REF! | #REF! | #REF! | #REF! | #REF! | #REF! | #REF! | #REF! | #REF! | #REF! | #REF! | #REF! | #REF! | #REF! | #REF! | #REF! | #REF! | #REF! | #REF! | #REF! | #REF! | #REF! | #REF! | #REF! | #REF! | #REF! | #REF! | #REF! | #REF! | #REF! | #REF! | #REF! | #REF! | #REF! | #REF! | #REF! | #REF! | #REF! | #REF! | #REF! | #REF! | #REF! | #REF! | #REF!
|  | Prognoositud tootja hinna 12 aasta keskmine | €/MWh | 91.464
|  | 12 kuu tasandatud kulude ja prognoositud keskmise elektrihinna vahe |  | 397.2143 | 343.5143 | 289.8143 | 236.1143 | 182.4143 | 128.7143 | 75.0143 | 21.3143 | 0 | 0 | 0 | 0 | 0 | 0 | 0 | 0 | 0 | 0 | 0 | 0 | 0 | 0 | 0 | 0 | 0 | 0
11 | Projekti tasuvuse hindamine |  |  | Kokku
Rahavood
|  | CapEx | € | 41000 | 2021-12-31: 41000
|  | Tegevus- ja hoolduskulud | € | 32481.7173 | 820 | 836.4 | 853.128 | 870.1906 | 887.5944 | 905.3463 | 923.4532 | 941.9222 | 960.7607 | 979.9759 | 999.5754 | 7236.4385 | 1039.9583 | 1060.7574 | 1081.9726 | 1103.612 | 1125.6843 | 1148.198 | 1171.1619 | 1194.5852 | 1218.4769 | 1242.8464 | 1267.7033 | 1293.0574 | 1318.9185
|  | Kulud | € | 73481.7173 | 41820 | 836.4 | 853.128 | 870.1906 | 887.5944 | 905.3463 | 923.4532 | 941.9222 | 960.7607 | 979.9759 | 999.5754 | 7236.4385 | 1039.9583 | 1060.7574 | 1081.9726 | 1103.612 | 1125.6843 | 1148.198 | 1171.1619 | 1194.5852 | 1218.4769 | 1242.8464 | 1267.7033 | 1293.0574 | 1318.9185
|  | Tulud | € | 109046.6069 | 4543.05 | 4622.1233 | 4705.3562 | 4792.9318 | 4885.0414 | 4981.8847 | 5083.6706 | 3736.6072 | 2904.0539 | 3034.0103 | 3169.7822 | 3311.63 | 3459.8254 | 3614.6526 | 3776.4083 | 3945.4026 | 4121.9594 | 4306.417 | 4499.1292 | 4700.4652 | 4910.8111 | 5130.5699 | 5360.1629 | 5600.0301 | 5850.6315
|  | Rahavood | € | 35564.8895 | -37276.95 | 3785.7233 | 3852.2282 | 3922.7412 | 3997.447 | 4076.5385 | 4160.2175 | 2794.685 | 1943.2932 | 2054.0344 | 2170.2068 | -3924.8085 | 2419.8672 | 2553.8952 | 2694.4357 | 2841.7906 | 2996.2751 | 3158.2191 | 3327.9673 | 3505.8801 | 3692.3342 | 3887.7235 | 4092.4595 | 4306.9728 | 4531.713
|  | Diskontomäär |  |  | 1 | 1.05 | 1.1025 | 1.1576 | 1.2155 | 1.2763 | 1.3401 | 1.4071 | 1.4775 | 1.5513 | 1.6289 | 1.7103 | 1.7959 | 1.8856 | 1.9799 | 2.0789 | 2.1829 | 2.292 | 2.4066 | 2.527 | 2.6533 | 2.786 | 2.9253 | 3.0715 | 3.2251
|  | Diskonteeritud rahavood | € | 4405.3473 | -37276.95 | 3605.4507 | 3494.0845 | 3388.6114 | 3288.7095 | 3194.0746 | 3104.4183 | 1986.1304 | 1315.2973 | 1324.0489 | 1332.3187 | -2294.7542 | 1347.4726 | 1354.3851 | 1360.8731 | 1366.9499 | 1372.6281 | 1377.9205 | 1382.8391 | 1387.3958 | 1391.6019 | 1395.4687 | 1399.0068 | 1402.2267 | 1405.1388
|  | Projekti tasuvusmäär iga aastani | % |  | #N/A | -89.84% | -62.38% | -41.45% | -27.46% | -17.98% | -11.34% | -7.959% | -5.976% | -4.171% | -2.563% | #NUM! | -3.612% | -1.794% | -0.3521% | 0.8313% | 1.823% | 2.668% | 3.394% | 4.025% | 4.577% | 5.062% | 5.492% | 5.874% | 6.215%
|  | NPV | € | 4405.3473
|  | Projekti tasuvusmäär (IRR) | % | 0.03852%
12 | Välja makstud toetus, tarnitud elektrienergia ning reaalne aastane turuhind
|  | Makstud toetus | €
|  | Tarnitud elektrienergia | MWh
|  | Elektrienergia turuhind | €/MWh
|  | Tasandatud kulud | €/MWh |  | 2021-12-31: 91.464
13 | Toetuse regulatiivne analüüs ja vajadusel korrigeerimine
|  | Makstud toetus | €/MWh | [26 empty] | #REF! | #REF! | #REF! | #REF! | #REF! | #REF! | #REF! | #REF! | #REF! | #REF! | #REF! | #REF! | #REF! | #REF! | #REF! | #REF! | #REF! | #REF! | #REF! | #REF! | #REF!
|  | Toetuse ja turuhinna summa | €/MWh | [26 empty] | #REF! | #REF! | #REF! | #REF! | #REF! | #REF! | #REF! | #REF! | #REF! | #REF! | #REF! | #REF! | #REF! | #REF! | #REF! | #REF! | #REF! | #REF! | #REF! | #REF! | #REF!
|  | Regulatiivselt lubatud toetus | €/MWh | [26 empty] | #REF! | #REF! | #REF! | #REF! | #REF! | #REF! | #REF! | #REF! | #REF! | #REF! | #REF! | #REF! | #REF! | #REF! | #REF! | #REF! | #REF! | #REF! | #REF! | #REF! | #REF!
|  | Liigselt või liiga vähe makstud toetus | €/MWh | [26 empty] | #REF! | #REF! | #REF! | #REF! | #REF! | #REF! | #REF! | #REF! | #REF! | #REF! | #REF! | #REF! | #REF! | #REF! | #REF! | #REF! | #REF! | #REF! | #REF! | #REF! | #REF!
|  | Liigselt või liiga vähe makstud toetus kokku | € | [26 empty] | #REF! | #REF! | #REF! | #REF! | #REF! | #REF! | #REF! | #REF! | #REF! | #REF! | #REF! | #REF! | #REF! | #REF! | #REF! | #REF! | #REF! | #REF! | #REF! | #REF! | #REF!
14 | Graafik
|  | Toetusperiood |  |  | 2021 | 2022 | 2023 | 2024 | 2025 | 2026 | 2027 | 2028 | 2029 | 2030 | 2031 | 2032
|  | Elektri hind MWh kohta |  |  | 44 | 46.2 | 48.51 | 50.9355 | 53.4823 | 56.1564 | 58.9642 | 61.9124 | 65.008 | 68.2584 | 71.6714 | 75.2549
|  | Toetusmäär MWh kohta |  |  | 53.7 | 53.7 | 53.7 | 53.7 | 53.7 | 53.7 | 53.7 | 21.3143 | 0 | 0 | 0 | 0
|  | Tootja poolt teenitav tulu MWh eest |  |  | 97.7 | 99.9 | 102.21 | 104.6355 | 107.1823 | 109.8564 | 112.6642 | 83.2267 | 65.008 | 68.2584 | 71.6714 | 75.2549
|  | Libisev keskmine tulu tootjale |  |  | 97.7 | 98.8 | 99.9367 | 101.1114 | 102.3256 | 103.5807 | 104.8783 | 102.1719 | 98.0426 | 95.0642 | 92.9375 | 91.464
|  | 12 aasta keskmise tulu eesmärk |  |  | 91.464 | 91.464 | 91.464 | 91.464 | 91.464 | 91.464 | 91.464 | 91.464 | 91.464 | 91.464 | 91.464 | 91.464
|  | Akumuleeritud tasandatud kulu + kasumimäär |  |  | 91.464 | 182.928 | 274.392 | 365.856 | 457.32 | 548.7839 | 640.2479 | 731.7119 | 823.1759 | 914.6399 | 1006.1039 | 1097.5679
|  | Akumuleeritud tulu elektritoodangust |  |  | 44 | 90.2 | 138.71 | 189.6455 | 243.1278 | 299.2842 | 358.2484 | 420.1608 | 485.1688 | 553.4273 | 625.0986 | 700.3536
|  | Akumuleeritud tootja tulu MWh eest |  |  | 97.7 | 197.6 | 299.81 | 404.4455 | 511.6278 | 621.4842 | 734.1484 | 817.3751 | 882.3832 | 950.6416 | 1022.313 | 1097.5679
|  | Akumuleeritud tulude ja tasandatud kulu vahe |  |  | 1053.5679 | 1007.3679 | 958.8579 | 907.9224 | 854.4401 | 798.2837 | 739.3195 | 677.4071 | 612.3991 | 544.1406 | 472.4693 | 397.2143